## Summary Sheet
UN-PRICED SCHEDULE WORKING SHEET
12303937 - "SUPPLY OF LT SWITCHGEAR FOR 4X210+3X500MW KAHALGAON FGD PACKAGE"
SL NO | SAP MATERIAL CODE | SAP MATERIAL DESCRIPTION | UOM | TOTAL QTY | Unit Rate including P&F Charges and Freight Charges upto destination (Quoted / Not Quoted) | Freight % (Included in Unit Rate) Eg. (Quoted / Not Quoted) | Freight % (Included in Unit Rate) To me mentioned (eg. 2.00%) | Total Value price as per applicable Annexure (Quoted / Not Quoted) | Applicable Annexure
1 | CP1120010012 | 415V FGD MCC #0DC | EA | 1 |  |  |  |  | ANNEX B1
2 | CP1120010020 | 415V FGD EMERGENCY MCC #0DG | EA | 1 |  |  |  |  | ANNEX B2
3 | CP1120010039 | 220V FGD DCDB #1FB | EA | 1 |  |  |  |  | ANNEX B3
4 | CP1120010047 | 415V HVAC MCC (STAGE 1) | EA | 1 |  |  |  |  | ANNEX B4
5 | CP1120010055 | 415V DMCW/ACW MCC #0DI | EA | 1 |  |  |  |  | ANNEX B5
6 | CP1120010063 | 415V FGD MCC #0DD | EA | 1 |  |  |  |  | ANNEX B6
7 | CP1120010071 | 415V FGD COMMON PMCC #0DE | EA | 1 |  |  |  |  | ANNEX B7
8 | CP1120010080 | 415V LHP/GHP PMCC #0DF | EA | 1 |  |  |  |  | ANNEX B8
9 | CP1120010098 | 415V MISC MCC #0DJ | EA | 1 |  |  |  |  | ANNEX B9
10 | CP1120010101 | 415V FGD EMERGENCY MCC #0DL | EA | 1 |  |  |  |  | ANNEX B10
11 | CP1120010110 | 220V FGD DCDB #1FC | EA | 1 |  |  |  |  | ANNEX B11
12 | CP1120010128 | 415V HVAC MCC (STAGE 2) | EA | 1 |  |  |  |  | ANNEX B12
13 | CP1120010136 | 415V FGD MCC #0DH | EA | 1 |  |  |  |  | ANNEX B13
14 | CP1120010144 | 415V FGD EMERGENCY MCC #0DK | EA | 1 |  |  |  |  | ANNEX B14
15 | CP1120010152 | LIGHTING ACDB (MLDB) for LHP &GHP | EA | 1 |  |  |  |  | ANNEX B15
16 | CP1120010160 | WELDING ACDB for LHP &GHP | EA | 1 |  |  |  |  | ANNEX B16
17 | CP1120010179 | DC LDB for LHP &GHP | EA | 1 |  |  |  |  | ANNEX B17
18 | CP1120010187 | DC FUSE DB | EA | 4 |  |  |  |  | ANNEX B18
19 | CP1120010195 | AC FUSE DB | EA | 4 |  |  |  |  | ANNEX B19
20 | CP1120070201 | MANDATORY SPARES | SET | 1 |  |  |  |  | ANNEX C
21 | CP1120110211 | TOOLS & TACKLES | SET | 1 |  |  |  |  | ANNEX D
22 | CP1120080223 | ERECTION & COMM. SPARES | SET | 1 |  |  |  |  | ANNEX E
23 | CP1120110238 | NUMERICAL RELAY COMM. CHARGES | SET | 1 |  | Not Applicable for Service |  |  | ANNEX F
24 | CP1120090245 | SITE MODIFICATION CHARGES | SET | 1 |  | Not Applicable for Service |  |  | ANNEX G
NOTES:
1. SUMMATION OF ALL UNIT RATES OF MODULES SHALL BE EQUIVALENT TO TOTAL BOARD COST QUOTED, VARIANCE OF +/- 5% IS ACCEPTABLE. BEYOND 5% OFFER WILL NOT BE CONSIDER AS VALID OFFER. IN UNIT ADDITION-DELETION PRICES, PRICES QUOTED FOR COMPONENTS SHALL BE AS PER LIST PRICE OF CONCERNED MANUFACTURES. IF ANY ABNORMAL PRICES ON HIGHER SIDE OBSERVED OFFER MAY BE REJECTED.
2. ALL LT PCC/ MCC/ DBs SHALL BE SUPPLIED ALONGWITH THE INTEGRAL BASE FRAMES, CABLE GLANDS & LUGS AND TOOLS & TACKLES AS MENTIONED IN DIFFERENT SECTIONS. ALL FIXING NUTS & BOLTS TOGETHER WITH FOUNDATION BOLTS SHALL ALSO BE SUPPLIED.
3. ITEM WISE PRICES WITH DESCRIPTION AND RATING OF EACH ITEM COMPLYING TO LIST FURNISHED IN THE SCHEDULE OF UNIT PRICES SHALL BE FURNISHED IN SCHEDULE OF UNIT PRICE.PRICES SHALL BE FURNISHED IN SCHEDULE OF UNIT PRICE.
4. FOR DETAILED BOARD WISE BOM, REFER ANNEXURE-B1 TO B19
5. FOR DETAILED MODULE WISE BOM, REFER ANNEXURE-H
6.ADDITION/DELETION OF QUANTITIES SHALL BE APPLICABLE AT THE QUOTED PRICE.THE UNIT RATE OF SUPPLY OF ALL EQUIPMENTS & SERVICES QUOTED BY THE BIDDER SHALL BE FIRM FOR A VARIATION OF QUANTITIES , WHICH MAY BE TO THE EXTENT OF ±30% OF THE TOTAL CONTRACT VALUE DERIVED ON THE BASIS OF ORDERED QUANTITY. SUM OF INDIVIDUAL MODULE SHALL EQUAL TO BOARD PRICE. Addition/ Deletion List as per Annexure-I
a. COMPLETE DIMENSIONS OF ALL THE BOARDS INCLUDING NO OF PCC, MCC. GA DRAWING SHALL BE DULY SUBMITTED FOR ALL BOARDS.
b. DIMENSIONS OF EACH TYPE OF PANEL.
c. MODULE SIZE OF EACH TYPE OF FEEDER.
d. MINIMUM CLEARANCES REQUIRED ON ALL SIDES FOR EACH TYPE OF PANEL.
e. NO. of VERTICAL (including PCC, MCC etc.) of EACH PANLES TO BE GIVEN, ELSE YOUR OFFER WILL BE REJECTED..
7. DOUBLE COMPRESSION, NICKLE PLATED BRASS CABLE GLANDS & HEAVY DUTY LUGS OF NTPC APPROVED MAKE FOR EXTERNAL POWER, CONTROL & EARTHING CONNECTIONS AT SUPPLIED EQUIPMENT END AND FOUNDATION BOLT ARE IN THE SCOPE OF BIDDER. BIDDER TO QUOTE ALL EQUIPMENT WITH CABLE GLANDS, LUGS AND FOUNDATION BOLTS.

## B1. 415V FGD MCC #0DC
ANNEXURE-B1
| Name of the Board | 415V FGD MCC #0DC
| TYPE OF CONNECTION | NSP BUSDUCT
DOUBLE FRONT DRAWOUT TYPE
FLOOR MOUNTED
| BUSBAR RATING | 4000A @ 50KA FOR 1 SEC
SL | FEEDER TYPE | RATING | Qty | Quoted / Not-quoted | Unit Ex-Works Price including P&F Charges | Total Ex-Works Price including P&F Charges | Freight % | Unit Freight Amount | Total Freight Amount | Total Ex-Works Price including P&F Charges + Freight Amount | GST % | GST Amount | TOTAL
1 | DK2 | 1.5 KW | 10
2 | DK2 | 18.5 KW | 10
3 | DK2 | 3.7 KW | 18
4 | DK2 | 5.5 KW | 20
5 | DK21 | 45 KW | 5
6 | DM | 110 KW | 3
7 | E1 | 16 A | 29
8 | E1 | 32 A | 5
9 | E1 | 63 A | 3
10 | E3 | 16 A | 60
11 | E3 | 32 A | 11
12 | E3 | 63 A | 41
13 | E3 MCCB | 100 A | 12
14 | E3 MCCB | 250 A | 3
15 | G1 | 50 VA | 2
16 | CS | 2 KVA | 2
17 | DAET (I/C) | 4000 A | 2
18 | DAE (B/C) | 4000 A | 1
19 | DAE (O/G) | 1250 A | 2
20 | DAE (O/G) | 630 A | 2
21 | ACB (I/C) PANELS | 4000 A | 2
22 | ACB (B/C) PANELS | 4000 A | 1
23 | ACB (O/G) PANELS | 4000 / 1250 A | 2
24 | ACB (O/G) PANELS | 4000 / 630A | 2
25 | ACB (O/G) PANELS | 4000 / 800A | 3
26 | MCC DFDO PANELS | 4000 / 630A | as required
27 | ETHERNET SWITCH |  | 2
TOTAL

## B2. 415V FGD EMERGENCY MCC #0DG
ANNEXURE-B2
| Name of the Board | 415V FGD EMERGENCY MCC #0DG
| TYPE OF CONNECTION | BOTTOM CABLE ENTRY
DOUBLE FRONT DRAWOUT TYPE
FLOOR MOUNTED
| BUSBAR RATING | 630A @ 50KA FOR 1 SEC
SL | FEEDER TYPE | RATING | Qty | Quoted / Not-quoted | Unit Ex-Works Price including P&F Charges | Total Ex-Works Price including P&F Charges | Freight % | Unit Freight Amount | Total Freight Amount | Total Ex-Works Price including P&F Charges + Freight Amount | GST % | GST Amount | TOTAL
1 | DK2 | 11 KW | 12
2 | DK2 | 3 KW | 4
3 | DK2 | 5.5 KW | 10
4 | DK21 | 30 KW | 3
5 | DK21 | 45 KW | 8
6 | E3 | 16 A | 18
7 | E3 | 32 A | 2
8 | E3 | 63 A | 20
9 | E3 MCCB | 160 A | 2
10 | G1 | 50 VA | 2
11 | CS | 2 KVA | 2
12 | DAEG (I/C) MAIN INCOMER | 630 A | 2
13 | DAEG (I/C) DG INCOMER | 630 A | 1
14 | DAEG (B/C) | 630 A | 1
15 | ACB (I/C) PANELS | 630 A | 3
16 | ACB (B/C) PANELS | 630 A | 1
17 | MCC DFDO PANELS | 630 / 630A | as required
18 | ETHERNET SWITCH |  | 2
TOTAL

## B3. 220V FGD DCDB #1FB
ANNEXURE-B3
| Name of the Board | 220V FGD DCDB #1FB
| TYPE OF CONNECTION | BOTTOM CABLE ENTRY
DOUBLE FRONT FIXED TYPE
FLOOR MOUNTED
| BUSBAR RATING | 400A @ 50KA rms for fuse clearing time
SL | FEEDER TYPE | RATING | Qty | Quoted / Not-quoted | Unit Ex-Works Price including P&F Charges | Total Ex-Works Price including P&F Charges | Freight % | Unit Freight Amount | Total Freight Amount | Total Ex-Works Price including P&F Charges + Freight Amount | GST % | GST Amount | TOTAL
1 | X | 250 A | 3
2 | X | 32 A | 27
3 | I/C - CH | 100 A | 2
4 | I/C - DB | 100 A | 2
5 | DC | 100 A | 2
6 | HD | 100 A | 2
7 | S |  | 2
8 | MCC DFFT PANELS | 400 A | as required
TOTAL

## B4. 415V HVAC MCC (STAGE 1)
ANNEXURE-B4
| Name of the Board | 415V HVAC MCC (STAGE 1)
| TYPE OF CONNECTION | BOTTOM CABLE ENTRY
DOUBLE FRONT DRAWOUT TYPE
FLOOR MOUNTED
| BUSBAR RATING | 1250A @ 50KA FOR 1 SEC
SL | FEEDER TYPE | RATING | Qty | Quoted / Not-quoted | Unit Ex-Works Price including P&F Charges | Total Ex-Works Price including P&F Charges | Freight % | Unit Freight Amount | Total Freight Amount | Total Ex-Works Price including P&F Charges + Freight Amount | GST % | GST Amount | TOTAL
1 | DK2 | 1.5 KW | 3
2 | DK2 | 18.5 KW | 2
3 | DK2 | 22.5 KW | 3
4 | DK21 | 45 KW | 2
5 | E1 | 16 A | 50
6 | E1 | 32 A | 5
7 | E3 | 16 A | 20
8 | E3 | 32 A | 8
9 | E3 MCCB | 250 A | 3
10 | G1 | 50 VA | 2
11 | CS | 2 KVA | 2
12 | DAE (I/C) | 1250 A | 2
13 | DAE (B/C) | 1250 A | 1
14 | ACB (I/C) PANELS | 1250 A | 2
15 | ACB (B/C) PANELS | 1250 A | 1
16 | MCC DFDO PANELS | 1250 / 630A | as required
17 | ETHERNET SWITCH |  | 2
TOTAL

## B5. 415V DMCW ACW MCC #0DI
ANNEXURE-B5
| Name of the Board | 415V DMCW/ACW MCC #0DI
| TYPE OF CONNECTION | NSP BUSDUCT
DOUBLE FRONT DRAWOUT TYPE
FLOOR MOUNTED
| BUSBAR RATING | 1000A @ 50KA FOR 1 SEC
SL | FEEDER TYPE | RATING | Qty | Quoted / Not-quoted | Unit Ex-Works Price including P&F Charges | Total Ex-Works Price including P&F Charges | Freight % | Unit Freight Amount | Total Freight Amount | Total Ex-Works Price including P&F Charges + Freight Amount | GST % | GST Amount | TOTAL
1 | DK2 | 8 KW | 5
2 | DK21 | 30 KW | 4
3 | DK21 | 37 KW | 5
4 | E1 | 16 A | 20
5 | E3 | 16 A | 57
6 | E3 | 32 A | 2
7 | E3 | 63 A | 4
8 | E3 MCCB | 160 A | 2
9 | G1 | 50 VA | 2
10 | CS | 2 KVA | 2
11 | DAET (I/C) | 1000 A | 2
12 | DAE (B/C) | 1000 A | 1
13 | ACB (I/C) PANELS | 1000 A | 2
14 | ACB (B/C) PANELS | 1000 A | 1
15 | MCC DFDO PANELS | 1000 / 630A | as required
16 | ETHERNET SWITCH |  | 2
TOTAL

## B6. 415V FGD MCC #0DD
ANNEXURE-B6
| Name of the Board | 415V FGD MCC #0DD
| TYPE OF CONNECTION | NSP BUSDUCT
DOUBLE FRONT DRAWOUT TYPE
FLOOR MOUNTED
| BUSBAR RATING | 4000A @ 50KA FOR 1 SEC
SL | FEEDER TYPE | RATING | Qty | Quoted / Not-quoted | Unit Ex-Works Price including P&F Charges | Total Ex-Works Price including P&F Charges | Freight % | Unit Freight Amount | Total Freight Amount | Total Ex-Works Price including P&F Charges + Freight Amount | GST % | GST Amount | TOTAL
1 | DK2 | 1.5 KW | 5
2 | DK2 | 15 KW | 4
3 | DK2 | 18.5 KW | 3
4 | DK2 | 22 KW | 5
5 | DK2 | 3.7 KW | 10
6 | DK2 | 5.5 KW | 10
7 | DK21 | 45 KW | 3
8 | DM | 110 KW | 2
9 | E1 | 16 A | 32
10 | E1 | 32 A | 2
11 | E1 | 63 A | 2
12 | E3 | 16 A | 50
13 | E3 | 32 A | 16
14 | E3 | 63 A | 44
15 | E3 MCCB | 100 A | 5
16 | E3 MCCB | 160 A | 3
17 | G1 | 50 VA | 2
18 | CS | 2 KVA | 2
19 | DAET (I/C) | 4000 A | 2
20 | DAE (B/C) | 4000 A | 1
21 | DAE (O/G) | 1000 A | 2
22 | DAE (O/G) | 1600 A | 2
23 | ACB (I/C) PANELS | 4000 A | 2
24 | ACB (B/C) PANELS | 4000 A | 1
25 | ACB (O/G) PANELS | 4000 / 1000 A | 2
26 | ACB (O/G) PANELS | 4000 / 1600 A | 2
27 | ACB (O/G) PANELS | 4000 / 800 A | 2
28 | MCC DFDO PANELS | 4000 / 630A | as required
29 | ETHERNET SWITCH |  | 2
TOTAL

## B7. 415V FGD COMMON PMCC #0DE
ANNEXURE-B7
| Name of the Board | 415V FGD COMMON PMCC #0DE
| TYPE OF CONNECTION | NSP BUSDUCT
DOUBLE FRONT DRAWOUT TYPE
FLOOR MOUNTED
| BUSBAR RATING | 4000A @ 50KA FOR 1 SEC
SL | FEEDER TYPE | RATING | Qty | Quoted / Not-quoted | Unit Ex-Works Price including P&F Charges | Total Ex-Works Price including P&F Charges | Freight % | Unit Freight Amount | Total Freight Amount | Total Ex-Works Price including P&F Charges + Freight Amount | GST % | GST Amount | TOTAL
1 | DK2 | 11 KW | 5
2 | DK2 | 15 KW | 8
3 | DK2 | 18.5 KW | 8
4 | DK2 | 3.7 KW | 3
5 | DK2 | 4 KW | 3
6 | DK2 | 5.5 KW | 3
7 | DK2 | 7.5 KW | 3
8 | DK21 | 30 KW | 9
9 | DK21 | 55 KW | 5
10 | DM | 102 KW | 3
11 | E1 | 16 A | 9
12 | E3 | 16 A | 102
13 | E3 | 32 A | 6
14 | E3 | 63 A | 6
15 | E3 MCCB | 160 A | 5
16 | G1 | 50 VA | 2
17 | CS | 2 KVA | 2
18 | DAET (I/C) | 4000 A | 2
19 | DAE (B/C) | 4000 A | 1
20 | DAE (O/G) | 1000 A | 2
21 | ACB (I/C) PANELS | 4000 A | 2
22 | ACB (B/C) PANELS | 4000 A | 1
23 | ACB (O/G) PANELS | 4000 / 1000 A | 2
24 | ACB (O/G) PANELS | 4000 / 800 A | 3
25 | MCC DFDO PANELS | 4000 / 630A | as required
26 | ETHERNET SWITCH |  | 2
TOTAL

## B8. 415V LHP GHP PMCC #0DF
ANNEXURE-B8
| Name of the Board | 415V LHP/GHP PMCC #0DF
| TYPE OF CONNECTION | NSP BUSDUCT
DOUBLE FRONT DRAWOUT TYPE
FLOOR MOUNTED
| BUSBAR RATING | 3200A @ 50KA FOR 1 SEC
SL | FEEDER TYPE | RATING | Qty | Quoted / Not-quoted | Unit Ex-Works Price including P&F Charges | Total Ex-Works Price including P&F Charges | Freight % | Unit Freight Amount | Total Freight Amount | Total Ex-Works Price including P&F Charges + Freight Amount | GST % | GST Amount | TOTAL
1 | DK2 | 0.18 KW | 5
2 | DK2 | 0.37 KW | 11
3 | DK2 | 0.75 KW | 10
4 | DK2 | 1.5 KW | 6
5 | DK2 | 15 KW | 10
6 | DK2 | 2.2 KW | 10
7 | DK2 | 22 KW | 10
8 | DK2 | 3.7 KW | 5
9 | DK2 | 7.5 KW | 3
10 | DK2 DDOL | 3.2 KW | 4
11 | DK2 RDOL | 22 KW | 3
12 | DK21 | 30 KW | 3
13 | DK21 | 37 KW | 5
14 | DK21 | 45 KW | 5
15 | DK21 | 55 KW | 3
16 | E3 | 16 A | 46
17 | E3 | 32 A | 10
18 | E3 | 63 A | 21
19 | E3 MCCB | 100 A | 3
20 | E3 MCCB | 160 A | 4
21 | E3 MCCB | 250 A | 8
22 | G1 | 50 VA | 2
23 | CS | 2 KVA | 2
24 | DAET (I/C) | 3200 A | 2
25 | DAE (B/C) | 3200 A | 1
26 | ACB (I/C) PANELS | 3200 A | 2
27 | ACB (B/C) PANELS | 3200 A | 1
28 | MCC DFDO PANELS | 3200 / 630A | as required
29 | ETHERNET SWITCH |  | 2
TOTAL

## B9. 415V MISC MCC #0DJ
ANNEXURE-B9
| TYPE OF CONNECTION | BOTTOM CABLE ENTRY
DOUBLE FRONT DRAWOUT TYPE
FLOOR MOUNTED
| BUSBAR RATING | 1000A @ 50KA FOR 1 SEC
SL | FEEDER TYPE | RATING | Qty | Quoted / Not-quoted | Unit Ex-Works Price including P&F Charges | Total Ex-Works Price including P&F Charges | Freight % | Unit Freight Amount | Total Freight Amount | Total Ex-Works Price including P&F Charges + Freight Amount | GST % | GST Amount | TOTAL
1 | DK2 | 0.18 KW | 3
2 | DK2 | 1.5 KW | 5
3 | DK2 | 11 KW | 33
4 | DK2 | 15 KW | 3
5 | DK2 | 18 KW | 13
6 | DK2 | 3 KW | 2
7 | DK2 | 3.7 KW | 4
8 | DK2 | 7.5 KW | 3
9 | DK2 | 9.3 KW | 3
10 | DK21 | 55 KW | 3
11 | E1 | 16 A | 28
12 | E3 | 16 A | 131
13 | E3 | 32 A | 10
14 | E3 | 63 A | 4
15 | E3 MCCB | 100 A | 3
16 | E3 MCCB | 160 A | 5
17 | E3 MCCB | 250 A | 3
18 | G1 | 50 VA | 2
19 | CS | 2 KVA | 2
20 | DAE (I/C) | 1000 A | 2
21 | DAE (B/C) | 1000 A | 1
22 | ACB (I/C) PANELS | 1000 A | 2
23 | ACB (B/C) PANELS | 1000 A | 1
24 | MCC DFDO PANELS | 1000 / 630A | as required
25 | ETHERNET SWITCH |  | 2
TOTAL

## B10. 415V FGD EMERGENCY MCC#0DL
ANNEXURE-B10
| Name of the Board | 415V FGD EMERGENCY MCC #0DL
| TYPE OF CONNECTION | BOTTOM CABLE ENTRY
DOUBLE FRONT DRAWOUT TYPE
FLOOR MOUNTED
| BUSBAR RATING | 630A @ 50KA FOR 1 SEC
SL | FEEDER TYPE | RATING | Qty | Quoted / Not-quoted | Unit Ex-Works Price including P&F Charges | Total Ex-Works Price including P&F Charges | Freight % | Unit Freight Amount | Total Freight Amount | Total Ex-Works Price including P&F Charges + Freight Amount | GST % | GST Amount | TOTAL
1 | DK2 | 11 KW | 9
2 | DK2 | 2.2 KW | 2
3 | DK2 | 3 KW | 6
4 | DK2 | 5.5 KW | 8
5 | DK2 | 7.5 KW | 2
6 | DK21 | 45 KW | 9
7 | DK21 | 55 KW | 6
8 | E3 | 16 A | 16
9 | E3 | 32 A | 4
10 | E3 | 63 A | 15
11 | E3 MCCB | 160 A | 2
12 | G1 | 50 VA | 2
13 | CS | 2 KVA | 2
14 | DAEG (I/C) MAIN INCOMER | 630 A | 2
15 | DAEG (I/C) DG INCOMER | 630 A | 1
16 | DAEG (B/C) | 630 A | 1
17 | ACB (I/C) PANELS | 630 A | 3
18 | ACB (B/C) PANELS | 630 A | 1
19 | MCC DFDO PANELS | 630 / 630 A | as required
20 | ETHERNET SWITCH |  | 2
TOTAL

## B11. 220V FGD DCDB #1FC
ANNEXURE-B11
| Name of the Board | 220V FGD DCDB #1FC
| TYPE OF CONNECTION | BOTTOM CABLE ENTRY
DOUBLE FRONT FIXED TYPE
FLOOR MOUNTED
| BUSBAR RATING | 400A @ 50KA rms for fuse clearing time
SL | FEEDER TYPE | RATING | Qty | Quoted / Not-quoted | Unit Ex-Works Price including P&F Charges | Total Ex-Works Price including P&F Charges | Freight % | Unit Freight Amount | Total Freight Amount | Total Ex-Works Price including P&F Charges + Freight Amount | GST % | GST Amount | TOTAL
1 | X | 250 A | 3
2 | X | 32 A | 32
3 | I/C - CH | 100 A | 2
4 | I/C - DB | 100 A | 2
5 | DC | 100 A | 2
6 | HD | 100 A | 2
7 | S |  | 2
8 | MCC DFFT PANELS | 400 A | as required
TOTAL

## B12. 415V HVAC MCC (STAGE 2)
ANNEXURE-B12
| Name of the Board | 415V HVAC MCC (STAGE 2)
| TYPE OF CONNECTION | BOTTOM CABLE ENTRY
DOUBLE FRONT DRAWOUT TYPE
FLOOR MOUNTED
| BUSBAR RATING | 1600A @ 50KA FOR 1 SEC
SL | FEEDER TYPE | RATING | Qty | Quoted / Not-quoted | Unit Ex-Works Price including P&F Charges | Total Ex-Works Price including P&F Charges | Freight % | Unit Freight Amount | Total Freight Amount | Total Ex-Works Price including P&F Charges + Freight Amount | GST % | GST Amount | TOTAL
1 | DK2 | 1.5 KW | 3
2 | DK2 | 15 KW | 3
3 | DK2 | 22.5 KW | 3
4 | DK21 | 37 KW | 3
5 | E1 | 16 A | 70
6 | E1 | 32 A | 14
7 | E3 | 16 A | 70
8 | E3 | 32 A | 6
9 | E3 | 63 A | 3
10 | E3 MCCB | 250 A | 3
11 | G1 | 50 VA | 2
12 | CS | 2 KVA | 2
13 | DAE (I/C) | 1600 A | 2
14 | DAE (B/C) | 1600 A | 1
15 | ACB (I/C) PANELS | 1600 A | 2
16 | ACB (B/C) PANELS | 1600 A | 1
17 | MCC DFDO PANELS | 1600 / 630 A | as required
18 | ETHERNET SWITCH |  | 2
TOTAL

## B13. 415V FGD MCC #0DH
ANNEXURE-B13
| Name of the Board | 415V FGD MCC #0DH
| TYPE OF CONNECTION | NSP BUSDUCT
DOUBLE FRONT DRAWOUT TYPE
FLOOR MOUNTED
| BUSBAR RATING | 4000A @ 50KA FOR 1 SEC
SL | FEEDER TYPE | RATING | Qty | Quoted / Not-quoted | Unit Ex-Works Price including P&F Charges | Total Ex-Works Price including P&F Charges | Freight % | Unit Freight Amount | Total Freight Amount | Total Ex-Works Price including P&F Charges + Freight Amount | GST % | GST Amount | TOTAL
1 | DK2 | 1.5 KW | 10
2 | DK2 | 18.5 KW | 5
3 | DK2 | 2.2 KW | 3
4 | DK2 | 22 KW | 10
5 | DK2 | 22.5 KW | 3
6 | DK2 | 3.7 KW | 10
7 | DK2 | 5.5 KW | 15
8 | DK21 | 45 KW | 5
9 | DM | 110 KW | 3
10 | E1 | 16 A | 52
11 | E1 | 32 A | 5
12 | E1 | 63 A | 3
13 | E3 | 16 A | 118
14 | E3 | 32 A | 17
15 | E3 | 63 A | 15
16 | E3 MCCB | 100 A | 10
17 | E3 MCCB | 250 A | 8
18 | G1 | 50 VA | 2
19 | CS | 2 KVA | 2
20 | DAET (I/C) | 4000 A | 2
21 | DAE (B/C) | 4000 A | 1
22 | DAE (O/G) | 630 A | 2
23 | ACB (I/C) PANELS | 4000 A | 2
24 | ACB (B/C) PANELS | 4000 A | 1
25 | ACB (O/G) PANELS | 4000 / 630 A | 2
26 | ACB (O/G) PANELS | 4000 / 800 A | 3
27 | MCC DFDO PANELS | 4000 / 630 A | as required
28 | ETHERNET SWITCH |  | 2
TOTAL

## B14 415V FGD EMERGENCY MCC #0DK
ANNEXURE-B14
| Name of the Board | 415V FGD EMERGENCY MCC #0DK
| TYPE OF CONNECTION | BOTTOM CABLE ENTRY
DOUBLE FRONT DRAWOUT TYPE
FLOOR MOUNTED
| BUSBAR RATING | 630A @ 50KA FOR 1 SEC
SL | FEEDER TYPE | RATING | Qty | Quoted / Not-quoted | Unit Ex-Works Price including P&F Charges | Total Ex-Works Price including P&F Charges | Freight % | Unit Freight Amount | Total Freight Amount | Total Ex-Works Price including P&F Charges + Freight Amount | GST % | GST Amount | TOTAL
1 | DK2 | 11 KW | 12
2 | DK2 | 3 KW | 9
3 | DK2 | 5.5 KW | 10
4 | DK21 | 30 KW | 3
5 | DK21 | 55 KW | 8
6 | E3 | 16 A | 16
7 | E3 | 32 A | 2
8 | E3 | 63 A | 15
9 | E3 MCCB | 160 A | 2
10 | G1 | 50 VA | 2
11 | CS | 2 KVA | 2
12 | DAEG (I/C) MAIN INCOMER | 630 A | 2
13 | DAEG (I/C) DG INCOMER | 630 A | 1
14 | DAEG (B/C) | 630 A | 1
15 | ACB (I/C) PANELS | 630 A | 3
16 | ACB (B/C) PANELS | 630 A | 1
17 | MCC DFDO PANELS | 630 / 630 A | as required
18 | ETHERNET SWITCH |  | 2
TOTAL

## B15. LIGHTING ACDB(MLDB) for LH
ANNEXURE-B15
| Name of the Board | LIGHTING ACDB (MLDB) for LHP &GHP
| TYPE OF CONNECTION | BOTTOM CABLE ENTRY
DOUBLE FRONT FIXED TYPE
FLOOR MOUNTED
| BUSBAR RATING | 250A @ 50KA rms for fuse clearing time
SL | FEEDER TYPE | RATING | Qty | Quoted / Not-quoted | Unit Ex-Works Price including P&F Charges | Total Ex-Works Price including P&F Charges | Freight % | Unit Freight Amount | Total Freight Amount | Total Ex-Works Price including P&F Charges + Freight Amount | GST % | GST Amount | TOTAL
1 | E3 FIXED | 32 A | 4
2 | E3 FIXED | 63 A | 9
3 | TRAFO (I/C) | 250 A - 100kVA | 2
4 | MCC DFFT PANELS | 250 A | as required
TOTAL

## B16. WELDING ACDB for LHP &GHP
ANNEXURE-B16
| Name of the Board | WELDING ACDB for LHP &GHP
| TYPE OF CONNECTION | BOTTOM CABLE ENTRY
DOUBLE FRONT FIXED TYPE
FLOOR MOUNTED
| BUSBAR RATING | 250A @ 50KA rms for fuse clearing time
SL | FEEDER TYPE | RATING | Qty | Quoted / Not-quoted | Unit Ex-Works Price including P&F Charges | Total Ex-Works Price including P&F Charges | Freight % | Unit Freight Amount | Total Freight Amount | Total Ex-Works Price including P&F Charges + Freight Amount | GST % | GST Amount | TOTAL
1 | E3 | 63 A | 12
2 | TRAFO (I/C) | 250 A - 100kVA | 1
3 | MCC DFFT PANELS | 250 A | as required
TOTAL

## B17. DC LDB for LHP &GHP
ANNEXURE-B17
| Name of the Board | DC LDB for LHP &GHP
| TYPE OF CONNECTION | BOTTOM CABLE ENTRY
DOUBLE FRONT FIXED TYPE
FLOOR MOUNTED
| BUSBAR RATING | 400A @ 50KA rms for fuse clearing time
SL | FEEDER TYPE | RATING | Qty | Quoted / Not-quoted | Unit Ex-Works Price including P&F Charges | Total Ex-Works Price including P&F Charges | Freight % | Unit Freight Amount | Total Freight Amount | Total Ex-Works Price including P&F Charges + Freight Amount | GST % | GST Amount | TOTAL
1 | X | 10 A | 11
2 | DC INCOMER FOR LDB | 32 A | 1
3 | MCC DFFT PANELS | 400 A | as required
TOTAL

## B18. DC FUSE BOARD
ANNEXURE-B18
| Name of the Board | DC FUSE BOARD
| TYPE OF CONNECTION | BOTTOM CABLE ENTRY
SINGLE FRONT FIXED TYPE
WALL MOUNTED
| BUSBAR RATING | 100 A fully insulated (PVC sleeved or epoxy coated) busbars.
SL | FEEDER TYPE | RATING | Qty | Quoted / Not-quoted | Unit Ex-Works Price including P&F Charges | Total Ex-Works Price including P&F Charges | Freight % | Unit Freight Amount | Total Freight Amount | Total Ex-Works Price including P&F Charges + Freight Amount | GST % | GST Amount | TOTAL
1 | INCOMER SWITCH | 63 A | 1
2 | OUTGOING FEEDERS | 16A | 8
3 | auxiliary contactor for supply monitoring |  | 1
4 | indicating lamp with resistor and blue coloured lens. |  | 1
5 | DC FUSE BOARD | 400A | 1
TOTAL

## B19. AC FUSE BOARD
ANNEXURE-B19
| Name of the Board | AC FUSE BOARD
| TYPE OF CONNECTION | BOTTOM CABLE ENTRY
SINGLE FRONT FIXED TYPE
WALL MOUNTED
| BUSBAR RATING | 100 A, 3-phase, 4-wire, fully insulated (PVC sleeved or epoxy coated) busbars
SL | FEEDER TYPE | RATING | Qty | Quoted / Not-quoted | Unit Ex-Works Price including P&F Charges | Total Ex-Works Price including P&F Charges | Freight % | Unit Freight Amount | Total Freight Amount | Total Ex-Works Price including P&F Charges + Freight Amount | GST % | GST Amount | TOTAL
1 | INCOMER TPN SWITCH | 63 A | 1
2 | OUTGOING 16 A single phase switch fuse units | 16A | 9
3 | OUTGOING 16 A TPN 3 PHASE switch fuse units | 16A | 3
4 | indicating lamps with resistors and coloured lenses (R, Y, B) for incoming supply monitoring. |  | 3
5 | AC FUSE BOARD | 400A | 1
TOTAL

## C. MANDATORY SPARES
ANNEXURE-C
MANDATORY SPARES
| PARTICULARS | QTY. | Quoted / Not-quoted | Unit Ex-Works Price including P&F Charges | Total Ex-Works Price including P&F Charges | Freight % | Unit Freight Amount | Total Freight Amount | Total Ex-Works Price including P&F Charges + Freight Amount | GST % | GST Amount | TOTAL
Part A:
1 | Complete breaker | 10% of each type & rating (min 1 no.)
2 | Ammeter | 2 Nos of each type, size & range
3 | Voltmeter | 2 Nos of each type, size & range
4 | Relays | 10% of each type & rating (min 2 no.)
5 | Bus bar support insulators | 10 Nos.
Part B:
1 | Spring charging motors | 3 Nos. of each type & rating
2 | Aux. Contact set | 6 sets of each type & rating
3 | Limit switches | 10 Nos. of each type
4 | Arc chutes | 10% of each type & rating
5 | Fixed contact set | 3 Nos. of each type & rating
6 | Moving contact set | 3 Nos. of each type & rating
7 | Arcing contact | 3 Nos. set each type
8 | Charging spring | 2 Nos. each type & rating
9 | Current transformer | 3 Nos. of each type & ratio
10 | Closing Coil | 6 Nos. of each type & rating
11 | Trip Coil | 6 Nos. of each type & rating
12 | CT for Bimetal O/L relays | 3 Nos. of each type and rating
13 | Voltage transformer | 3 Nos. of each type & ratio
14 | Control Supply transformer | 3 Nos. of each type and rating
15 | (a) Power contactor | 2 Nos. each type & rating
16 | (b) Coil of above contactor | 2 Nos. each type & rating
17 | Air break switches/ MCCBs | 3 Nos. of each type & rating
18 | DP air break switches (DC) | 3 Nos. of each type & rating
19 | Control & Selector switches | 3 Nos. of each type & rating
20 | Control fuses & neutral links | Total 50 Nos. (Fuses) & 10 Nos. (Neutral links to cover all ratings)
21 | Indicating lamps | Total 30 Nos. to cover all the types & ratings
22 | Vertical bus bar dropper support insulators | 25 Nos.
23 | Intentionally left blank
24 | (a) Primary disconnect in MCC (Bus bar end) (Male/female contact) | Total 15 Nos. proportionately divide for all ratings
25 | (b) Secondary disconnect in MCC (Cable end) | Total 15 Nos. proportionately divide for all ratings
26 | Push buttons | 10 Nos. of each type
27 | Power fuses | Total 20% proportionately divide for all ratings (min 3 Nos)
28 | Thermal Bimetal relays | Total 5% proportionately divide for all ratings (min 1 No.)
29 | Current transducers | 2 Nos. of each type & rating
30 | Voltage transducers | 2 Nos. of each type & rating
31 | Busbar aluminium flat pieces | 12 meters of each type & rating
32 | Busbar angles/ formed pieces for breaker | 2 Nos. of each type & rating
33 | Terminal blocks | 12 Nos. of each type & rating
TOTAL

## D. TOOLS & TACKLES
ANNEXURE-D
TOOLS & TACKLES
S.No. | ITEM / COMPONENT | UNIT | QUANTITY | Quoted / Not-quoted | Unit Ex-Works Price including P&F Charges | Total Ex-Works Price including P&F Charges | Freight % | Unit Freight Amount | Total Freight Amount | Total Ex-Works Price including P&F Charges + Freight Amount | GST % | GST Amount | TOTAL
1 | TROLLEY FOR ACB HANDLING (MANUALLY OPERATED) | Nos | 3
2 | ACB RACKING HANDLE | Nos | 10
3 | MODULE RACKING HANDLE | Nos | 20
4 | FUSE PULLER | Nos | 15
TOTAL

## E. ERECTION AND COMM
ANNEXURE-E
ERECTION AND COMMISSIONING SPARES
S.No. | ITEM / COMPONENT | UNIT | QUANTITY | Quoted / Not-quoted | Unit Ex-Works Price including P&F Charges | Total Ex-Works Price including P&F Charges | Freight % | Unit Freight Amount | Total Freight Amount | Total Ex-Works Price including P&F Charges + Freight Amount | GST % | GST Amount | TOTAL
1 | FACTORY BUILT ASSEMBLIES (PCC/MCC/DB)
1.1 | Busbar supports (Horizontal) | 1 set of 3Phase | 1
1.2 | Gaskets (each size) | Meter | 50
1.3 | Fixed Terminal (1way) | Nos. | 20
1.4 | Shrouds (for outgoing modules) |  | one for each physical size of module
| 300mm | Nos. | 1
| 500mm | Nos. | 1
| 700mm | Nos. | 1
| 1000mm | Nos. | 1
| 2000mm | Nos. | 1
1.5 | Wire (for secondary wiring)
a. | 2.5 mm2 | Metres | 100
b. | 1.5mm2 | Metres | 100
1.6 | Lugs (for secondary wiring) | Nos. | 100
2 | Air Circuit Breaker(for each rating)
2.1 | Shunt trip coil | Nos. | 5
2.2 | spring charging motor (1 No for each ratings) | Nos. | 1
2.3 | closing coil | Nos. | 5
3 | ISOLATING SWITCH
3.1 | Main contact kit for each rating | 1 set of 3 poles | 1
4 | POWER CONTACTORS
4.1 | Contactor coil of each rating | Nos. | 1
4.2 | Contacts kit (main) for each rating | 1 set of 3 poles | 1
5 | AUXILIARY CONTACTORS
5.1 | Complete unit with 2NO + 2NC contacts {{1 No no. of each rating/type }} | Nos. | 1
6 | HRC FUSE
6.1 | Fuse base (each rating) | Nos. | 10
6.2 | Fuse link:
a. | UPTO 40A (assorted ratings) | Nos. | 10
b. | 63A TO 200A (assorted rating) | Nos. | 10
c. | 250A TO 400A (assorted rating) | Nos. | 10
7 | PUSH BUTTONS
7.1 | Actuator contacts | Nos. | 5
7.2 | Element | Nos. | 5
8 | INDICATING LAMPS
8.1 | INDICATING LAMP (CLUSTER LED) | Nos. | 25
9 | OTHERS
9.1 | AC Voltmeter (0-415V) | Nos. | 1
9.2 | DC Voltmeter (0-220V) | Nos. | 1
TOTAL

## F. NUMERICAL RELAY COMM
ANNEXURE-F
NUMERICAL RELAY COMMISSIONING CHARGES
S.No. | ITEM / COMPONENT | UNIT | QUANTITY | Quoted / Not-quoted | Unit Price | Total Price | GST % | GST Amount | TOTAL
1 | LUMP SUM ALL INCLUSIVE CHARGES PER NUMERICAL RELAY COMMISSIONING (INCLUDING CONVEYANCE TO SITE, BOARDING AND LOADGING) | Visit | 35
TOTAL

## G. SITE MODIFICATION CHARGES
ANNEXURE-G
SITE MODIFICATION CHARGES
S.No. | ITEM / COMPONENT | UNIT | QUANTITY | Quoted / Not-quoted | Unit Price | Total Price | GST % | GST Amount | TOTAL
1 | LUMP SUM FIXED CHARGES PER VISIT PER TECHNICIAN | VISITS | 3
2 | LUMP SUM DAILY CHARGES (ALL INCLUSIVE INCLUDING CONVEYENCE TO SITE, BOARDING AND LOADGING) PER TECHNICIAN | DAYS | 18
3 | LUMP SUM FIXED CHARGES PER VISIT PER ENGINEER | DAYS | 5
4 | LUMP SUM DAILY CHARGES (ALL INCLUSIVE INCLUDING CONVEYENCE TO SITE, BOARDING AND LOADGING) PER ENGINEER | DAYS | 15
TOTAL

## H. MODULE WISE BOM
ANNEXURE H
MODULE WISE BILL OF MATERIALS
SL | MODULE TYPE | ITEM DESCRIPTION | QTY | Quoted / Not-quoted | Unit Ex-Works Price including P&F Charges | Total Ex-Works Price including P&F Charges | Freight % | Unit Freight Amount | Total Freight Amount | Total Ex-Works Price including P&F Charges + Freight Amount | GST % | GST Amount | TOTAL
1.01 | DAET (I/C) | ACB TP, ELECTRICALLY OPERATED D/O TYPE, WITHOUT RELEASES, CONTROL SUPPLY VOLTAGE 220V DC,4NO + 4NC CONTACTS OF POSITION/ CELL SWITCH. SPRING CHARGE LIMIT SWITCH WITH MINIMUM 2NO + 2NC CONTACTS | 1
1.02 |  | HRC CONTROL FUSE LINK WITH BASE 6A 240V AC | 5
1.03 | PMCC INCOMER OF ALL RATINGS SHALL COMPRISE OF | POTENTIAL TRANSFORMER -CAST RESIN, OVER VOLTAGE FACTOR 1.1 CONT./1.5 FOR 30 SEC. 415/110,50 VA CL-0.5 INSL CL-E | 1
1.04 |  | INDICATING LAMP 240V AC RED | 1
1.05 |  | INDICATING LAMP 240V AC YELLOW | 1
1.06 |  | INDICATING LAMP 240V AC BLUE | 1
1.07 |  | CT SHORTING TERMINAL-STUD TYPE | As required
1.08 |  | CURRENT TRANSFORMER (PROTECTION) 10VA, CL-5P20 | 3
1.09 |  | CURRENT TRANSFORMER (PROTECTION) with VDR 10VA, CL-PS | 3
1.1 |  | CURRENT TRANSFORMER FOR METERING 10VA CLASS 1 | 1
1.11 |  | CURRENT TRANSDUCER 4-20 mA | 1
1.12 |  | NEUTRAL LINK | As required
1.13 |  | HRC CONTROL FUSE LINK WITH BASE 16A 220VDC | 2
1.14 |  | MCB DP 10A 220V DC | 1
1.15 |  | INDICATING LAMP 220V DC RED | 1
1.16 |  | INDICATING LAMP 220V DC GREEN | 1
1.17 |  | NUMERICAL RELAY WITH SHORT CIRCUIT PROTECTION (51) + EARTH FAULT PROTECTION (51N)+ 50 + 50N + OVER LOAD PROTECTION + RESTRICTED EARTRH FAULT PROTECTION + RESIDUAL EARTH FAULT PROTECTION + TRIP CIRCUIT SUPERVISION (95) + CIRCUIT BREAKER MONITORING + PT FUSE FAILURE + ENERGY METERING + CURRENT, VOLTAGE & FREQUENCY MEASURENMENT + SYNCH CHECK FEATURE + MASTER TRIP (86). NO EXTERNAL SEPARATE MASTER TRIP RELAY. LOCAL FRONT PORT FOR COMMUNICATION WITH LAPTOP AND ONE RJ45 PORT ON IEC 64850. NO OF DI/DO AS PER SCHEME REQUIREMENT. TECH SPEC AS PER 18.00.00 OF TECHNICAL SPECIFICATION SECTION VI - PART B | 1
1.18 |  | CONTROL TERMINAL BLOCKS | As required
1.19 |  | POWER TERMINALS | As required
1.2 |  | AUXILIARY CONTACTOR 220V DC 2NO+2NC | 1
1.21 |  | INTERPOSING RELAY 4 C/O 24V DC | 2
1.22 |  | DOUBLE POLE ON / OFF SWITCH 16A 220V DC | 1
2.01 | DAET/DAE (B/C) | ACB TP, ELECTRICALLY OPERATED D/O TYPE, WITHOUT RELEASES, CONTROL SUPPLY VOLTAGE 220V DC,4NO + 4NC CONTACTS OF POSITION/ CELL SWITCH. SPRING CHARGE LIMIT SWITCH WITH MINIMUM 2NO + 2NC CONTACTS | 1
2.02 |  | CT SHORTING TERMINAL-STUD TYPE | As required
2.03 | PMCC/MCC BUSCOUPLER OF ALL RATINGS SHALL COMPRISE OF: | CURRENT TRANSFORMER (PROTECTION) 10VA, CL-5P20 | 3
2.04 |  | NEUTRAL LINK | As required
2.05 |  | HRC CONTROL FUSE LINK WITH BASE 16A 220VDC | 2
2.06 |  | MCB DP 10A 220V DC | 1
2.07 |  | INDICATING LAMP 220V DC RED | 1
2.08 |  | INDICATING LAMP 220V DC GREEN | 1
2.09 |  | NUMERICAL RELAY WITH SHORT CIRCUIT PROTECTION (51) + EARTH FAULT PROTECTION (51N)+ 50 + 50N + OVER LOAD PROTECTION + RESTRICTED EARTRH FAULT PROTECTION + RESIDUAL EARTH FAULT PROTECTION + TRIP CIRCUIT SUPERVISION (95) + CIRCUIT BREAKER MONITORING + PT FUSE FAILURE + ENERGY METERING + CURRENT, VOLTAGE & FREQUENCY MEASURENMENT + SYNCH CHECK FEATURE + MASTER TRIP (86). NO EXTERNAL SEPARATE MASTER TRIP RELAY. LOCAL FRONT PORT FOR COMMUNICATION WITH LAPTOP AND ONE RJ45 PORT ON IEC 64850. NO OF DI/DO AS PER SCHEME REQUIREMENT. TECH SPEC AS PER 18.00.00 OF TECHNICAL SPECIFICATION SECTION VI - PART B | 1
2.1 |  | CONTROL TERMINAL BLOCKS | As required
2.11 |  | POWER TERMINALS | As required
2.12 |  | AUXILIARY CONTACTOR 220V DC 4NO | 1
2.13 |  | INTERPOSING RELAY 4 C/O 24V DC | 2
2.14 |  | DOUBLE POLE ON / OFF SWITCH 16A 220V DC | 1
3.01 | DAE (I/C) | ACB TP, ELECTRICALLY OPERATED D/O TYPE, WITHOUT RELEASES, CONTROL SUPPLY VOLTAGE 220V DC,4NO + 4NC CONTACTS OF POSITION/ CELL SWITCH. SPRING CHARGE LIMIT SWITCH WITH MINIMUM 2NO + 2NC CONTACTS | 1
3.02 |  | HRC CONTROL FUSE LINK WITH BASE 6A 240V AC | 5
3.03 | MCC INCOMER OFALL RATINGS SHALL COMPRISE OF: | POTENTIAL TRANSFORMER -CAST RESIN, OVER VOLTAGE FACTOR 1.1 CONT./1.5 FOR 30 SEC. 415/110,50 VA CL-0.5 INSL CL-E | 1
3.04 |  | INDICATING LAMP 240V AC RED | 1
3.05 |  | INDICATING LAMP 240V AC YELLOW | 1
3.06 |  | INDICATING LAMP 240V AC BLUE | 1
3.07 |  | CT SHORTING TERMINAL-STUD TYPE | As required
3.08 |  | CURRENT TRANSFORMER (PROTECTION) 10VA, CL-5P20 | 3
3.09 |  | CURRENT TRANSFORMER FOR METERING 10VA CLASS 1 | 1
3.1 |  | CURRENT TRANSDUCER 4-20 mA | 1
3.11 |  | NEUTRAL LINK | As required
3.12 |  | HRC CONTROL FUSE LINK WITH BASE 16A 220VDC | 2
3.13 |  | MCB DP 10A 220V DC | 1
3.14 |  | INDICATING LAMP 220V DC RED | 1
3.15 |  | INDICATING LAMP 220V DC GREEN | 1
3.16 |  | NUMERICAL RELAY WITH SHORT CIRCUIT PROTECTION (51) + EARTH FAULT PROTECTION (51N)+ 50 + 50N + OVER LOAD PROTECTION + RESIDUAL EARTH FAULT PROTECTION + TRIP CIRCUIT SUPERVISION (95) + CIRCUIT BREAKER MONITORING + PT FUSE FAILURE + ENERGY METERING + CURRENT, VOLTAGE & FREQUENCY MEASURENMENT + SYNCH CHECK FEATURE + MASTER TRIP (86). NO EXTERNAL SEPARATE MASTER TRIP RELAY. LOCAL FRONT PORT FOR COMMUNICATION WITH LAPTOP AND ONE RJ45 PORT ON IEC 64850. NO OF DI/DO AS PER SCHEME REQUIREMENT. TECH SPEC AS PER 18.00.00 OF TECHNICAL SPECIFICATION SECTION VI - PART B | 1
3.17 |  | CONTROL TERMINAL BLOCKS | As required
3.18 |  | POWER TERMINALS | As required
3.19 |  | AUXILIARY CONTACTOR 220V DC 2NO+2NC | 1
3.2 |  | INTERPOSING RELAY 4 C/O 24V DC | 2
3.21 |  | DOUBLE POLE ON / OFF SWITCH 16A 220V DC | 1
4.01 | DAEG (I/C) - MAIN INCOMER | ACB TP, ELECTRICALLY OPERATED D/O TYPE, WITHOUT RELEASES, CONTROL SUPPLY VOLTAGE 220V DC,4NO + 4NC CONTACTS OF POSITION/ CELL SWITCH. SPRING CHARGE LIMIT SWITCH WITH MINIMUM 2NO + 2NC CONTACTS | 1
4.02 |  | HRC CONTROL FUSE LINK WITH BASE 6A 240V AC | 5
4.03 | EMERGENCY MCC INCOMER OF ALL RATINGS SHALL COMPRISE OF: | POTENTIAL TRANSFORMER -CAST RESIN, OVER VOLTAGE FACTOR 1.1 CONT./1.5 FOR 30 SEC. 415/110,50 VA CL-0.5 INSL CL-E | 1
4.04 |  | INDICATING LAMP 240V AC RED | 1
4.05 |  | INDICATING LAMP 240V AC YELLOW | 1
4.06 |  | INDICATING LAMP 240V AC BLUE | 1
4.07 |  | CT SHORTING TERMINAL-STUD TYPE | As required
4.08 |  | CURRENT TRANSFORMER (PROTECTION) 10VA, CL-5P20 | 3
4.09 |  | CURRENT TRANSFORMER FOR METERING 10VA CLASS 1 | 1
4.1 |  | CURRENT TRANSDUCER 4-20 mA | 1
4.11 |  | NEUTRAL LINK | As required
4.12 |  | HRC CONTROL FUSE LINK WITH BASE 16A 220VDC | 2
4.13 |  | MCB DP 10A 220V DC | 1
4.14 |  | INDICATING LAMP 220V DC RED | 1
4.15 |  | INDICATING LAMP 220V DC GREEN | 1
4.16 |  | NUMERICAL RELAY WITH SHORT CIRCUIT PROTECTION (51) + EARTH FAULT PROTECTION (51N)+ 50 + 50N + OVER LOAD PROTECTION + RESIDUAL EARTH FAULT PROTECTION + TRIP CIRCUIT SUPERVISION (95) + CIRCUIT BREAKER MONITORING + PT FUSE FAILURE + ENERGY METERING + CURRENT, VOLTAGE & FREQUENCY MEASURENMENT + SYNCH CHECK FEATURE + MASTER TRIP (86). NO EXTERNAL SEPARATE MASTER TRIP RELAY. LOCAL FRONT PORT FOR COMMUNICATION WITH LAPTOP AND ONE RJ45 PORT ON IEC 64850. NO OF DI/DO AS PER SCHEME REQUIREMENT. TECH SPEC AS PER 18.00.00 OF TECHNICAL SPECIFICATION SECTION VI - PART B | 1
4.17 |  | CONTROL TERMINAL BLOCKS | As required
4.18 |  | POWER TERMINALS | As required
4.19 |  | AUXILIARY CONTACTOR 220V DC 2NO+2NC | 1
4.2 |  | INTERPOSING RELAY 4 C/O 24V DC | 2
4.21 |  | DOUBLE POLE ON / OFF SWITCH 16A 220V DC | 1
5.01 | DAEG (I/C) - DG INCOMER | ACB TP, ELECTRICALLY OPERATED D/O TYPE, WITHOUT RELEASES, CONTROL SUPPLY VOLTAGE 220V DC,4NO + 4NC CONTACTS OF POSITION/ CELL SWITCH. SPRING CHARGE LIMIT SWITCH WITH MINIMUM 2NO + 2NC CONTACTS | 1
5.02 |  | HRC CONTROL FUSE LINK WITH BASE 6A 240V AC | 5
5.03 | EMERGENCY DG INCOMER OF ALL RATINGS SHALL COMPRISE OF: | POTENTIAL TRANSFORMER -CAST RESIN, OVER VOLTAGE FACTOR 1.1 CONT./1.5 FOR 30 SEC. 415/110,50 VA CL-0.5 INSL CL-E | 1
5.04 |  | INDICATING LAMP 240V AC RED | 1
5.05 |  | INDICATING LAMP 240V AC YELLOW | 1
5.06 |  | INDICATING LAMP 240V AC BLUE | 1
5.07 |  | CT SHORTING TERMINAL-STUD TYPE | As required
5.08 |  | CURRENT TRANSFORMER (PROTECTION) 10VA, CL-5P20 | 3
5.09 |  | CURRENT TRANSFORMER (PROTECTION) with VDR 10VA, CL-PS | 3
5.1 |  | CURRENT TRANSFORMER FOR METERING 10VA CLASS 1 | 1
5.11 |  | CURRENT TRANSDUCER 4-20 mA | 1
5.12 |  | NEUTRAL LINK | As required
5.13 |  | HRC CONTROL FUSE LINK WITH BASE 16A 220VDC | 2
5.14 |  | MCB DP 10A 220V DC | 2
5.15 |  | INDICATING LAMP 220V DC RED | 1
5.16 |  | INDICATING LAMP 220V DC GREEN | 1
5.17 |  | NUMERICAL RELAY WITH SHORT CIRCUIT PROTECTION (51) + EARTH FAULT PROTECTION (51N)+ 50 + 50N + OVER LOAD PROTECTION + RESTRICTED EARTRH FAULT PROTECTION + RESIDUAL EARTH FAULT PROTECTION + TRIP CIRCUIT SUPERVISION (95) + CIRCUIT BREAKER MONITORING + PT FUSE FAILURE + ENERGY METERING + CURRENT, VOLTAGE & FREQUENCY MEASURENMENT + SYNCH CHECK FEATURE + MASTER TRIP (86) + REVERSE POWER PROTECTION + DG NEUTRAL DISPLACEMENT + DG MONITORING +. NO EXTERNAL SEPARATE MASTER TRIP RELAY. LOCAL FRONT PORT FOR COMMUNICATION WITH LAPTOP AND ONE RJ45 PORT ON IEC 64850. NO OF DI/DO AS PER SCHEME REQUIREMENT. TECH SPEC AS PER 18.00.00 OF TECHNICAL SPECIFICATION SECTION VI - PART B | 1
5.18 |  | NUMERICAL RELAY- DIFFERENTIAL PROTECTION ( 87G) / COMM. PROTOCOL: IEC-61850. LOCAL FRONT PORT FOR COMMUNICATION WITH LAPTOP AND ONE RJ45 PORT ON IEC 64850. NO OF DI/DO AS PER SCHEME REQUIREMENT. TECH SPEC AS PER 18.00.00 OF TECHNICAL SPECIFICATION SECTION VI - PART B | 1
5.19 |  | STABILISING RESISTORS | 3
5.2 |  | METROSIL | 3
5.21 |  | CONTROL TERMINAL BLOCKS | As required
5.22 |  | POWER TERMINALS | As required
5.23 |  | AUXILIARY CONTACTOR 220V DC 2NO+2NC | 1
5.24 |  | INTERPOSING RELAY 4 C/O 24V DC | 2
5.25 |  | DOUBLE POLE ON / OFF SWITCH 16A 220V DC | 1
6.01 | DAEG (B/C) | ACB TP, ELECTRICALLY OPERATED D/O TYPE, WITHOUT RELEASES, CONTROL SUPPLY VOLTAGE 220V DC,4NO + 4NC CONTACTS OF POSITION/ CELL SWITCH. SPRING CHARGE LIMIT SWITCH WITH MINIMUM 2NO + 2NC CONTACTS | 1
6.02 |  | CT SHORTING TERMINAL-STUD TYPE | As required
6.03 | EMERGENCY MCC BUSCOUPLER OF ALL RATINGS SHALL COMPRISE OF: | CURRENT TRANSFORMER (PROTECTION) 10VA, CL-5P20 | 3
6.04 |  | NEUTRAL LINK | As required
6.05 |  | HRC CONTROL FUSE LINK WITH BASE 16A 220VDC | 2
6.06 |  | MCB DP 10A 220V DC | 1
6.07 |  | INDICATING LAMP 220V DC RED | 1
6.08 |  | INDICATING LAMP 220V DC GREEN | 1
6.09 |  | NUMERICAL RELAY WITH SHORT CIRCUIT PROTECTION (51) + EARTH FAULT PROTECTION (51N)+ 50 + 50N + OVER LOAD PROTECTION + RESTRICTED EARTRH FAULT PROTECTION + RESIDUAL EARTH FAULT PROTECTION + TRIP CIRCUIT SUPERVISION (95) + CIRCUIT BREAKER MONITORING + PT FUSE FAILURE + ENERGY METERING + CURRENT, VOLTAGE & FREQUENCY MEASURENMENT + SYNCH CHECK FEATURE + MASTER TRIP (86). NO EXTERNAL SEPARATE MASTER TRIP RELAY. LOCAL FRONT PORT FOR COMMUNICATION WITH LAPTOP AND ONE RJ45 PORT ON IEC 64850. NO OF DI/DO AS PER SCHEME REQUIREMENT. TECH SPEC AS PER 18.00.00 OF TECHNICAL SPECIFICATION SECTION VI - PART B | 1
6.1 |  | CONTROL TERMINAL BLOCKS | As required
6.11 |  | POWER TERMINALS | As required
6.12 |  | AUXILIARY CONTACTOR 220V DC 4NO | 3
6.13 |  | INTERPOSING RELAY 4 C/O 24V DC | 2
6.14 |  | DOUBLE POLE ON / OFF SWITCH 16A 220V DC | 1
7.01 | DAE/O/G | ACB TP, ELECTRICALLY OPERATED D/O TYPE, WITHOUT RELEASES, CONTROL SUPPLY VOLTAGE 220V DC,4NO + 4NC CONTACTS OF POSITION/ CELL SWITCH. SPRING CHARGE LIMIT SWITCH WITH MINIMUM 2NO + 2NC CONTACTS | 1
7.02 |  | CT SHORTING TERMINAL-STUD TYPE | As required
7.03 | OUTGOING BREAKER FEEDER OF ALL RATINGS SHALL COMPRISE OF: | CURRENT TRANSFORMER (PROTECTION) 10VA, CL-5P20 | 3
7.04 |  | CURRENT TRANSFORMER FOR METERING 10VA CLASS 1 | 1
7.05 |  | CURRENT TRANSDUCER 4-20 mA | 1
7.06 |  | NEUTRAL LINK | As required
7.07 |  | HRC CONTROL FUSE LINK WITH BASE 16A 220VDC | 2
7.08 |  | MCB DP 10A 220V DC | 1
7.09 |  | INDICATING LAMP 220V DC RED | 1
7.1 |  | INDICATING LAMP 220V DC GREEN | 1
7.11 |  | NUMERICAL RELAY WITH SHORT CIRCUIT PROTECTION (51) + EARTH FAULT PROTECTION (51N)+ 50 + 50N + OVER LOAD PROTECTION + RESIDUAL EARTH FAULT PROTECTION + TRIP CIRCUIT SUPERVISION (95) + CIRCUIT BREAKER MONITORING + PT FUSE FAILURE + ENERGY METERING + CURRENT, VOLTAGE & FREQUENCY MEASURENMENT + SYNCH CHECK FEATURE + MASTER TRIP (86). NO EXTERNAL SEPARATE MASTER TRIP RELAY. LOCAL FRONT PORT FOR COMMUNICATION WITH LAPTOP AND ONE RJ45 PORT ON IEC 64850. NO OF DI/DO AS PER SCHEME REQUIREMENT. TECH SPEC AS PER 18.00.00 OF TECHNICAL SPECIFICATION SECTION VI - PART B | 1
7.12 |  | CONTROL TERMINAL BLOCKS | As required
7.13 |  | POWER TERMINALS | As required
7.14 |  | INTERPOSING RELAY 4 C/O 24V DC | 2
7.15 |  | DOUBLE POLE ON / OFF SWITCH 16A 220V DC | 1
8.01 | DM/PM | ACB TP, ELECTRICALLY OPERATED D/O TYPE, WITHOUT RELEASES, CONTROL SUPPLY VOLTAGE 220V DC,4NO + 4NC CONTACTS OF POSITION/ CELL SWITCH. SPRING CHARGE LIMIT SWITCH WITH MINIMUM 2NO + 2NC CONTACTS | 1
8.02 |  | HRC CONTROL FUSE LINK WITH BASE 6A 240V AC | 1
8.03 | BREAKER CONTROLLED MOTOR FEEDER SHALL COMPRISE OF: | CT SHORTING TERMINAL-STUD TYPE | As required
8.04 |  | CURRENT TRANSFORMER (PROTECTION) 10VA, CL-5P20 | 3
8.05 |  | NEUTRAL LINK | As required
8.06 |  | HRC CONTROL FUSE LINK WITH BASE 16A 220VDC | 2
8.07 |  | MCB DP 10A 220V DC | 1
8.08 |  | INDICATING LAMP 220V DC RED | 1
8.09 |  | INDICATING LAMP 220V DC GREEN | 1
8.1 |  | NUMERICAL RELAY WITH SHORT CIRCUIT PROTECTION (50) + EARTH FAULT PROTECTION (50N)+ 51 + 51N + THERMAL OVER LOAD PROTERCTION + NEGATIVE SEQUENCE PROTECTION (46) + RESTART INHIBITION PROTECTION (49) + LOCKED ROTOR PROTECTION + RESIDUAL EARTH FAULT PROTECTION + TRIP CIRCUIT SUPERVISION (95) + CIRCUIT BREAKER MONITORING + PT FUSE FAILURE + ENERGY METERING + CURRENT, VOLTAGE & FREQUENCY MEASURENMENT + SYNCH CHECK FEATURE + MASTER TRIP (86). NO EXTERNAL SEPARATE MASTER TRIP RELAY. LOCAL FRONT PORT FOR COMMUNICATION WITH LAPTOP AND ONE RJ45 PORT ON IEC 64850. NO OF DI/DO AS PER SCHEME REQUIREMENT. TECH SPEC AS PER 18.00.00 OF TECHNICAL SPECIFICATION SECTION VI - PART B | 1
8.11 |  | CONTROL TERMINAL BLOCKS | As required
8.12 |  | POWER TERMINALS | As required
8.13 |  | AUXILIARY CONTACTOR 220V DC 2NO+2NC | 1
8.14 |  | INTERPOSING RELAY 4 C/O 24V DC | 2
8.15 |  | DOUBLE POLE ON / OFF SWITCH 16A 220V DC | 1
9.01 | DK2/PK2/ AK2 UPTO 30KW | SWITCH FUSE UNIT TP WITH 3 POWER FUSES, EXTENDED ROTARY HANDLE, 2 NO+ 2 NC AUX CONTACT | 1
9.02 |  | BIMETALLIC THERMAL OVERLOAD RELAY WITH SPP 1 NO + 1 NC AUX CONTACT AND RESET CORD ACTUATOR | 1
9.03 | UNIDIRECTIONAL MOTOR FEEDER BELOW 30KW (AU/BU/CU CONTROLLED FROM ATRS/DDCMIS/PLC SHALL COMPRISE OF: | NEUTRAL LINK | As required
9.04 |  | HRC CONTROL FUSE LINK WITH BASE 6A 110V AC | 1
9.05 |  | POWER CONTACTOR AC3 TP WITH 2NO+2NC AUX CONTACT. COIL VOLTAGE 110VAC | 1
9.06 |  | ADD ON BLOCK 2NO+2NC FOR POWER CONTACTOR | 1
9.07 |  | INDICATING LAMP 110V AC RED | 1
9.08 |  | INDICATING LAMP 110V AC BLUE | 1
9.09 |  | INDICATING LAMP 110V AC GREEN | 1
9.1 |  | AUXILIARY CONTACTOR 110V AC 2NO+2NC | 1
9.11 |  | INTERPOSING RELAY 4 C/O 24V DC | 2
9.12 |  | CONTROL TERMINAL BLOCKS | As required
9.13 |  | POWER TERMINALS | As required
10.01 | DK21/PK21/ AK21 30KW AND ABOVE | SWITCH FUSE UNIT TP WITH 3 POWER FUSES, EXTENDED ROTARY HANDLE, 2 NO+ 2 NC AUX CONTACT | 1
10.02 |  | BIMETALLIC THERMAL OVERLOAD RELAY WITH SPP 1 NO + 1 NC AUX CONTACT AND RESET CORD ACTUATOR | 1
10.03 | UNIDIRECTIONAL MOTOR FEEDER 30KW & ABOVE UPTO 110KW CONTROLLED FROM DDCMIS/PLC/ATRS SHALL COMPRISE OF: | CURRENT TRANSFORMER FOR METERING 10VA CLASS 1 | 3
10.04 |  | NEUTRAL LINK | As required
10.05 |  | Ammeter AC | 1
10.06 |  | DIGITAL MULTIFUNCTION METER WITH V, A, KW, PF & KWH READING, AUX VOLTAGE:- 110V AC WITH ANALOGUE OUTPUT OF CURRENT 4-20mA | 1
10.07 |  | CT SHORTING TERMINAL-STUD TYPE | As required
10.08 |  | HRC CONTROL FUSE LINK WITH BASE 6A 240V AC | 4
10.09 |  | HRC CONTROL FUSE LINK WITH BASE 6A 110V AC | 1
10.1 |  | POWER CONTACTOR AC3 TP WITH 2NO+2NC AUX CONTACT. COIL VOLTAGE 110VAC | 1
10.11 |  | ADD ON BLOCK 2NO+2NC FOR POWER CONTACTOR | 1
10.12 |  | INDICATING LAMP 110V AC RED | 1
10.13 |  | INDICATING LAMP 110V AC BLUE | 1
10.14 |  | INDICATING LAMP 110V AC GREEN | 1
10.15 |  | AUXILIARY CONTACTOR 110V AC 2NO+2NC | 2
10.16 |  | INTERPOSING RELAY 4 C/O 24V DC | 2
10.17 |  | SINGLE POLE ON/OFF SWITCH 6A 240V AC | 1
10.18 |  | CONTROL TERMINAL BLOCKS | As required
10.19 |  | POWER TERMINALS | As required
11.01 | DKE2 UPTO 30KW | SWITCH FUSE UNIT TP WITH 3 POWER FUSES, EXTENDED ROTARY HANDLE, 2 NO+ 2 NC AUX CONTACT | 1
11.02 |  | BIMETALLIC THERMAL OVERLOAD RELAY WITH SPP 1 NO + 1 NC AUX CONTACT AND RESET CORD ACTUATOR | 1
11.03 | UNIDIRECTIONAL MOTOR FEEDER (ESSENTIAL) BELOW 30KW CONTROLLED FROM DDCMIS/PLC/ ATRS SHALL COMPRISE OF: | NEUTRAL LINK | As required
11.04 |  | HRC CONTROL FUSE LINK WITH BASE 6A 110V AC | 1
11.05 |  | POWER CONTACTOR AC3 TP WITH 2NO+2NC AUX CONTACT. COIL VOLTAGE 110VAC | 1
11.06 |  | ADD ON BLOCK 2NO+2NC FOR POWER CONTACTOR | 1
11.07 |  | INDICATING LAMP 110V AC RED | 1
11.08 |  | INDICATING LAMP 110V AC BLUE | 1
11.09 |  | INDICATING LAMP 110V AC GREEN | 1
11.1 |  | AUXILIARY CONTACTOR 110V AC 2NO+2NC | 1
11.11 |  | INTERPOSING RELAY 4 C/O 24V DC | 2
11.12 |  | REACCELERATION TIMER | 1
11.13 |  | CONTROL TERMINAL BLOCKS | As required
11.14 |  | POWER TERMINALS | As required
12.01 | DKE21 30KW AND ABOVE | SWITCH FUSE UNIT TP WITH 3 POWER FUSES, EXTENDED ROTARY HANDLE, 2 NO+ 2 NC AUX CONTACT | 1
12.02 |  | BIMETALLIC THERMAL OVERLOAD RELAY WITH SPP 1 NO + 1 NC AUX CONTACT AND RESET CORD ACTUATOR | 1
12.03 | UNIDIRECTIONAL MOTOR FEEDER (ESSENTIAL) 30KW & ABOVE UPTO 110KW CONTROLLED FROM ATRS/DDCMIS/PLC SHALL COMPRISE OF: | CURRENT TRANSFORMER FOR METERING 10VA CLASS 1 | 3
12.04 |  | NEUTRAL LINK | As required
12.05 |  | Ammeter AC | 1
12.06 |  | DIGITAL MULTIFUNCTION METER WITH V, A, KW, PF & KWH READING, AUX VOLTAGE:- 110V AC WITH ANALOGUE OUTPUT OF CURRENT 4-20mA | 1
12.07 |  | CT SHORTING TERMINAL-STUD TYPE | As required
12.08 |  | HRC CONTROL FUSE LINK WITH BASE 6A 240V AC | 4
12.09 |  | HRC CONTROL FUSE LINK WITH BASE 6A 110V AC | 1
12.1 |  | POWER CONTACTOR AC3 TP WITH 2NO+2NC AUX CONTACT. COIL VOLTAGE 110VAC | 1
12.11 |  | ADD ON BLOCK 2NO+2NC FOR POWER CONTACTOR | 1
12.12 |  | INDICATING LAMP 110V AC RED | 1
12.13 |  | INDICATING LAMP 110V AC BLUE | 1
12.14 |  | INDICATING LAMP 110V AC GREEN | 1
12.15 |  | AUXILIARY CONTACTOR 110V AC 2NO+2NC | 2
12.16 |  | INTERPOSING RELAY 4 C/O 24V DC | 2
12.17 |  | SINGLE POLE ON/OFF SWITCH 6A 240V AC | 1
12.18 |  | REACCELERATION TIMER | 1
12.19 |  | CONTROL TERMINAL BLOCKS | As required
12.2 |  | POWER TERMINALS | As required
13.01 | DK2A UPTO 30KW | SWITCH FUSE UNIT TP WITH 3 POWER FUSES, EXTENDED ROTARY HANDLE, 2 NO+ 2 NC AUX CONTACT | 1
13.02 |  | BIMETALLIC THERMAL OVERLOAD RELAY WITH SPP 1 NO + 1 NC AUX CONTACT AND RESET CORD ACTUATOR | 1
13.03 | DK2A UPTO 30KW SHALL COMPRISE OF: | NEUTRAL LINK | As required
13.04 |  | HRC CONTROL FUSE LINK WITH BASE 6A 110V AC | 1
13.05 |  | POWER CONTACTOR AC3 TP WITH 2NO+2NC AUX CONTACT. COIL VOLTAGE 110VAC | 1
13.06 |  | ADD ON BLOCK 2NO+2NC FOR POWER CONTACTOR | 1
13.07 |  | INDICATING LAMP 110V AC RED | 1
13.08 |  | INDICATING LAMP 110V AC BLUE | 1
13.09 |  | INDICATING LAMP 110V AC GREEN | 1
13.1 |  | AUXILIARY CONTACTOR 110V AC 2NO+2NC | 1
13.11 |  | INTERPOSING RELAY 4 C/O 24V DC | 2
13.12 |  | CONTROL TERMINAL BLOCKS | As required
13.13 |  | POWER TERMINALS | As required
14.01 | DK21A 30KW AND ABOVE | SWITCH FUSE UNIT TP WITH 3 POWER FUSES, EXTENDED ROTARY HANDLE, 2 NO+ 2 NC AUX CONTACT | 1
14.02 |  | BIMETALLIC THERMAL OVERLOAD RELAY WITH SPP 1 NO + 1 NC AUX CONTACT AND RESET CORD ACTUATOR | 1
14.03 | DK21A 30KW AND ABOVE SHALL COMPRISE OF: | CURRENT TRANSFORMER FOR METERING 10VA CLASS 1 | 3
14.04 |  | NEUTRAL LINK | As required
14.05 |  | Ammeter AC | 1
14.06 |  | DIGITAL MULTIFUNCTION METER WITH V, A, KW, PF & KWH READING, AUX VOLTAGE:- 110V AC WITH ANALOGUE OUTPUT OF CURRENT 4-20mA | 1
14.07 |  | CT SHORTING TERMINAL-STUD TYPE | As required
14.08 |  | HRC CONTROL FUSE LINK WITH BASE 6A 240V AC | 4
14.09 |  | HRC CONTROL FUSE LINK WITH BASE 6A 110V AC | 1
14.1 |  | POWER CONTACTOR AC3 TP WITH 2NO+2NC AUX CONTACT. COIL VOLTAGE 110VAC | 1
14.11 |  | ADD ON BLOCK 2NO+2NC FOR POWER CONTACTOR | 1
14.12 |  | INDICATING LAMP 110V AC RED | 1
14.13 |  | INDICATING LAMP 110V AC BLUE | 1
14.14 |  | INDICATING LAMP 110V AC GREEN | 1
14.15 |  | AUXILIARY CONTACTOR 110V AC 2NO+2NC | 2
14.16 |  | INTERPOSING RELAY 4 C/O 24V DC | 2
14.17 |  | SINGLE POLE ON/OFF SWITCH 6A 240V AC | 1
14.18 |  | CONTROL TERMINAL BLOCKS | As required
14.19 |  | POWER TERMINALS | As required
15.01 | DN1 BELOW 30KW | SWITCH FUSE UNIT TP WITH 3 POWER FUSES, EXTENDED ROTARY HANDLE, 2 NO+ 2 NC AUX CONTACT | 1
15.02 |  | BIMETALLIC THERMAL OVERLOAD RELAY WITH SPP 1 NO + 1 NC AUX CONTACT AND RESET CORD ACTUATOR | 1
15.03 | BIDIRECTIONAL MOTOR FEEDER BELOW 30KW SHALL COMPRISE OF: | POWER CONTACTOR AC3 TP WITH 2NO+2NC AUX CONTACT. COIL VOLTAGE 110VAC | 2
15.04 |  | ADD ON BLOCK 2NO+2NC FOR POWER CONTACTOR | 2
15.05 |  | NEUTRAL LINK | As required
15.06 |  | HRC CONTROL FUSE LINK WITH BASE 6A 110V AC | 1
15.07 |  | INDICATING LAMP 110V AC RED | 1
15.08 |  | INDICATING LAMP 110V AC BLUE | 1
15.09 |  | INDICATING LAMP 110V AC GREEN | 1
15.1 |  | AUXILIARY CONTACTOR 110V AC 2NO+2NC | 1
15.11 |  | INTERPOSING RELAY 4 C/O 24V DC | 2
15.12 |  | CONTROL TERMINAL BLOCKS | As required
15.13 |  | POWER TERMINALS | As required
16.01 | DN1A BELOW 30KW | SWITCH FUSE UNIT TP WITH 3 POWER FUSES, EXTENDED ROTARY HANDLE, 2 NO+ 2 NC AUX CONTACT | 1
16.02 |  | BIMETALLIC THERMAL OVERLOAD RELAY WITH SPP 1 NO + 1 NC AUX CONTACT AND RESET CORD ACTUATOR | 1
16.03 | BIDIRECTIONAL MOTOR FEEDER DN1A BELOW 30KW SHALL COMPRISE OF: | POWER CONTACTOR AC3 TP WITH 2NO+2NC AUX CONTACT. COIL VOLTAGE 110VAC | 2
16.04 |  | ADD ON BLOCK 4NO+4NC FOR POWER CONTACTOR | 2
16.05 |  | NEUTRAL LINK | As required
16.06 |  | HRC CONTROL FUSE LINK WITH BASE 6A 240V AC | 1
16.07 |  | HRC CONTROL FUSE LINK WITH BASE 6A 110V AC | 1
16.08 |  | INDICATING LAMP 110V AC RED | 1
16.09 |  | INDICATING LAMP 110V AC BLUE | 1
16.1 |  | INDICATING LAMP 110V AC GREEN | 1
16.11 |  | AUXILIARY CONTACTOR 110V AC 2NO+2NC | 1
16.12 |  | INTERPOSING RELAY 4 C/O 24V DC | 3
16.13 |  | CONTROL TERMINAL BLOCKS | As required
16.14 |  | POWER TERMINALS | As required
17.01 | K1 BELOW 30KW | SWITCH FUSE UNIT TP WITH 3 POWER FUSES, EXTENDED ROTARY HANDLE, 2 NO+ 2 NC AUX CONTACT | 1
17.02 |  | BIMETALLIC THERMAL OVERLOAD RELAY WITH SPP 1 NO + 1 NC AUX CONTACT AND RESET CORD ACTUATOR | 1
17.03 | UNIDIRECTIONAL MOTOR FEEDER BELOW 30KW CONTROLLED FROM MCC SHALL COMPRISE OF: | NEUTRAL LINK | As required
17.04 |  | HRC CONTROL FUSE LINK WITH BASE 6A 110V AC | 1
17.05 |  | POWER CONTACTOR AC3 TP WITH 2NO+2NC AUX CONTACT. COIL VOLTAGE 110VAC | 1
17.06 |  | ADD ON BLOCK 2NO+2NC FOR POWER CONTACTOR | 1
17.07 |  | INDICATING LAMP 110V AC RED | 1
17.08 |  | INDICATING LAMP 110V AC BLUE | 1
17.09 |  | INDICATING LAMP 110V AC GREEN | 1
17.1 |  | PUSH BUTTON RED 2NO+2NC | 1
17.11 |  | PUSH BUTTON GREEN 2NO+2NC | 1
17.12 |  | CONTROL TERMINAL BLOCKS | As required
17.13 |  | POWER TERMINALS | As required
18.01 | K11 30KW AND ABOVE | SWITCH FUSE UNIT TP WITH 3 POWER FUSES, EXTENDED ROTARY HANDLE, 2 NO+ 2 NC AUX CONTACT | 1
18.02 |  | BIMETALLIC THERMAL OVERLOAD RELAY WITH SPP 1 NO + 1 NC AUX CONTACT AND RESET CORD ACTUATOR | 1
18.03 | UNIDIRECTIONAL MOTOR FEEDER RATED FROM 30KW to 110KW CONTROLLED FROM MCC SHALL COMPRISE OF: | CURRENT TRANSFORMER FOR METERING 10VA CLASS 1 | 1
18.04 |  | NEUTRAL LINK | As required
18.05 |  | Ammeter AC | 1
18.06 |  | CT SHORTING TERMINAL-STUD TYPE | As required
18.07 |  | HRC CONTROL FUSE LINK WITH BASE 6A 240V AC | 4
18.08 |  | HRC CONTROL FUSE LINK WITH BASE 6A 110V AC | 1
18.09 |  | POWER CONTACTOR AC3 TP WITH 2NO+2NC AUX CONTACT. COIL VOLTAGE 110VAC | 1
18.1 |  | ADD ON BLOCK 2NO+2NC FOR POWER CONTACTOR | 1
18.11 |  | INDICATING LAMP 110V AC RED | 1
18.12 |  | INDICATING LAMP 110V AC BLUE | 1
18.13 |  | INDICATING LAMP 110V AC GREEN | 1
18.14 |  | PUSH BUTTON RED 2NO+2NC | 1
18.15 |  | PUSH BUTTON GREEN 2NO+2NC | 1
18.16 |  | SINGLE POLE ON/OFF SWITCH 6A 240V AC | 1
18.17 |  | CONTROL TERMINAL BLOCKS | As required
18.18 |  | POWER TERMINALS | As required
19.01 | K3 BELOW 30KW | SWITCH FUSE UNIT TP WITH 3 POWER FUSES, EXTENDED ROTARY HANDLE, 2 NO+ 2 NC AUX CONTACT | 1
19.02 |  | BIMETALLIC THERMAL OVERLOAD RELAY WITH SPP 1 NO + 1 NC AUX CONTACT AND RESET CORD ACTUATOR | 1
19.03 | UNIDIRECTIONAL MOTOR FEEDER BELOW 30KW CONTROLLED FROM LPBS SHALL COMPRISE OF: | NEUTRAL LINK | As required
19.04 |  | HRC CONTROL FUSE LINK WITH BASE 6A 110V AC | 1
19.05 |  | POWER CONTACTOR AC3 TP WITH 2NO+2NC AUX CONTACT. COIL VOLTAGE 110VAC | 1
19.06 |  | ADD ON BLOCK 2NO+2NC FOR POWER CONTACTOR | 1
19.07 |  | INDICATING LAMP 110V AC RED | 1
19.08 |  | INDICATING LAMP 110V AC BLUE | 1
19.09 |  | INDICATING LAMP 110V AC GREEN | 1
19.1 |  | AUXILIARY CONTACTOR 110V AC 2NO+2NC | 1
19.11 |  | INTERPOSING RELAY 4 C/O 24V DC | 2
19.12 |  | CONTROL TERMINAL BLOCKS | As required
19.13 |  | POWER TERMINALS | As required
20.01 | K31 30KW AND ABOVE | SWITCH FUSE UNIT TP WITH 3 POWER FUSES, EXTENDED ROTARY HANDLE, 2 NO+ 2 NC AUX CONTACT | 1
20.02 |  | BIMETALLIC THERMAL OVERLOAD RELAY WITH SPP 1 NO + 1 NC AUX CONTACT AND RESET CORD ACTUATOR | 1
20.03 | UNIDIRECTIONAL MOTOR FEEDER 30KW & ABOVE UPTO 110KW CONTROLLED FROM LPBS SHALL COMPRISE OF: | CURRENT TRANSFORMER FOR METERING 10VA CLASS 1 | 3
20.04 |  | NEUTRAL LINK | As required
20.05 |  | Ammeter AC | 1
20.06 |  | DIGITAL MULTIFUNCTION METER WITH V, A, KW, PF & KWH READING, AUX VOLTAGE:- 110V AC WITH ANALOGUE OUTPUT OF CURRENT 4-20mA | 1
20.07 |  | CT SHORTING TERMINAL-STUD TYPE | As required
20.08 |  | HRC CONTROL FUSE LINK WITH BASE 6A 240V AC | 4
20.09 |  | HRC CONTROL FUSE LINK WITH BASE 6A 110V AC | 1
20.1 |  | POWER CONTACTOR AC3 TP WITH 2NO+2NC AUX CONTACT. COIL VOLTAGE 110VAC | 1
20.11 |  | ADD ON BLOCK 2NO+2NC FOR POWER CONTACTOR | 1
20.12 |  | INDICATING LAMP 110V AC RED | 1
20.13 |  | INDICATING LAMP 110V AC BLUE | 1
20.14 |  | INDICATING LAMP 110V AC GREEN | 1
20.15 |  | AUXILIARY CONTACTOR 110V AC 2NO+2NC | 2
20.16 |  | INTERPOSING RELAY 4 C/O 24V DC | 2
20.17 |  | SINGLE POLE ON/OFF SWITCH 6A 240V AC | 1
20.18 |  | CONTROL TERMINAL BLOCKS | As required
20.19 |  | POWER TERMINALS | As required
21.01 | E3 BELOW 100A FIXED | SWITCH FUSE UNIT TP WITH 3 POWER FUSES, EXTENDED ROTARY HANDLE, 2 NO+ 2 NC AUX CONTACT | 1
21.02 |  | POWER NEUTRAL LINK HAVING EQUIVALENT POWER FUSE RATING | 1
21.03 | TPN AC OUTGOING SFU OPERATED FEEDER FOR RATING below 100A SHALL COMPRISE OF: | CONTROL TERMINAL BLOCKS | As required
21.04 |  | POWER TERMINALS | As required
22.01 | E3 BELOW 100A DRAWOUT | SWITCH FUSE UNIT TP WITH 3 POWER FUSES, EXTENDED ROTARY HANDLE, 2 NO+ 2 NC AUX CONTACT | 1
22.02 |  | POWER NEUTRAL LINK HAVING EQUIVALENT POWER FUSE RATING | 1
22.03 | TPN AC OUTGOING SFU OPERATED FEEDER FOR RATING below 100A SHALL COMPRISE OF: | CONTROL TERMINAL BLOCKS | As required
22.04 |  | POWER TERMINALS | As required
23.01 | E2 BELOW 100A FIXED | SWITCH FUSE UNIT TP WITH 3 POWER FUSES, EXTENDED ROTARY HANDLE, 2 NO+ 2 NC AUX CONTACT | 1
23.02 |  | POWER NEUTRAL LINK HAVING EQUIVALENT POWER FUSE RATING | 1
23.03 | TWO PHASE AC OUTGOING SFU OPERATED FEEDER FOR RATING below 100A SHALL COMPRISE OF: | CONTROL TERMINAL BLOCKS | As required
23.04 |  | POWER TERMINALS | As required
23.05 |  | SWITCH FUSE UNIT TP WITH 3 POWER FUSES, EXTENDED ROTARY HANDLE, 2 NO+ 2 NC AUX CONTACT | 1
23.06 |  | POWER NEUTRAL LINK HAVING EQUIVALENT POWER FUSE RATING | 1
23.07 |  | CONTROL TERMINAL BLOCKS | As required
23.08 |  | POWER TERMINALS | As required
24.01 | E1 BELOW 100A FIXED | SWITCH FUSE UNIT TP WITH 3 POWER FUSES, EXTENDED ROTARY HANDLE, 2 NO+ 2 NC AUX CONTACT | 1
24.02 |  | POWER NEUTRAL LINK HAVING EQUIVALENT POWER FUSE RATING | 1
24.03 | SP AC OUTGOING SFU OPERATED FEEDER FOR RATING below 100A SHALL COMPRISE OF: | CONTROL TERMINAL BLOCKS | As required
24.04 |  | POWER TERMINALS | As required
25.01 | E1 BELOW 100A DRAWOUT | SWITCH FUSE UNIT TP WITH 3 POWER FUSES, EXTENDED ROTARY HANDLE, 2 NO+ 2 NC AUX CONTACT | 1
25.02 |  | POWER NEUTRAL LINK HAVING EQUIVALENT POWER FUSE RATING | 1
25.03 | SP AC OUTGOING SFU OPERATED FEEDER FOR RATING below 100A SHALL COMPRISE OF: | CONTROL TERMINAL BLOCKS | As required
25.04 |  | POWER TERMINALS | As required
26.01 | E3 100A AND ABOVE FIXED | MCCB TP MICROPROCESSOR BASED ADJUSTABLE O/L, S/C, EF RELEASES, EXTENDED ROTARY HANDLE, 1 NO+ 1 NC AUX CONTACT | 1
26.02 |  | POWER NEUTRAL LINK HAVING EQUIVALENT POWER FUSE RATING | 1
26.03 | TPN AC OUTGOING MCCB OPERATED FEEDER FOR RATING 100A AND ABOVE SHALL COMPRISE OF: | CONTROL TERMINAL BLOCKS | As required
26.04 |  | POWER TERMINALS | As required
27.01 | E3 100A AND ABOVE DRAWOUT | MCCB TP MICROPROCESSOR BASED ADJUSTABLE O/L, S/C, EF RELEASES, EXTENDED ROTARY HANDLE, 1 NO+ 1 NC AUX CONTACT | 1
27.02 |  | POWER NEUTRAL LINK HAVING EQUIVALENT POWER FUSE RATING | 1
27.03 | TPN AC OUTGOING MCCB OPERATED FEEDER FOR RATING 100A AND ABOVE SHALL COMPRISE OF: | CONTROL TERMINAL BLOCKS | As required
27.04 |  | POWER TERMINALS | As required
28.01 | E2 100A AND ABOVE DRAWOUT | MCCB TP MICROPROCESSOR BASED ADJUSTABLE O/L, S/C, EF RELEASES, EXTENDED ROTARY HANDLE, 1 NO+ 1 NC AUX CONTACT | 1
28.02 |  | POWER NEUTRAL LINK HAVING EQUIVALENT POWER FUSE RATING | 1
28.03 | TWO PHASE AC OUTGOING MCCB OPERATED FEEDER FOR RATING 100A AND ABOVE SHALL COMPRISE OF: | CONTROL TERMINAL BLOCKS | As required
28.04 |  | POWER TERMINALS | As required
28.05 |  | MCCB TP MICROPROCESSOR BASED ADJUSTABLE O/L, S/C, EF RELEASES, EXTENDED ROTARY HANDLE, 1 NO+ 1 NC AUX CONTACT | 1
28.06 |  | POWER NEUTRAL LINK HAVING EQUIVALENT POWER FUSE RATING | 1
28.07 |  | CONTROL TERMINAL BLOCKS | As required
28.08 |  | POWER TERMINALS | As required
29.01 | E1 100A AND ABOVE FIXED | MCCB TP MICROPROCESSOR BASED ADJUSTABLE O/L, S/C, EF RELEASES, EXTENDED ROTARY HANDLE, 1 NO+ 1 NC AUX CONTACT | 1
29.02 |  | POWER NEUTRAL LINK HAVING EQUIVALENT POWER FUSE RATING | 1
29.03 | SP AC OUTGOING MCCB OPERATED FEEDER FOR RATING 100A AND ABOVE SHALL COMPRISE OF: | CONTROL TERMINAL BLOCKS | As required
29.04 |  | POWER TERMINALS | As required
30.01 | E1 100A AND ABOVE DRAWOUT | MCCB TP MICROPROCESSOR BASED ADJUSTABLE O/L, S/C, EF RELEASES, EXTENDED ROTARY HANDLE, 1 NO+ 1 NC AUX CONTACT | 1
30.02 |  | POWER NEUTRAL LINK HAVING EQUIVALENT POWER FUSE RATING | 1
30.03 | SP AC OUTGOING MCCB OPERATED FEEDER FOR RATING 100A AND ABOVE SHALL COMPRISE OF: | CONTROL TERMINAL BLOCKS | As required
30.04 |  | POWER TERMINALS | As required
31.01 | CS 110V AC SUPPLY | CONTROL TRANSFORMER, DRY TYPE, CAST RESIN,415/110 V, 2KVA | 2
31.02 |  | HRC CONTROL FUSE LINK WITH BASE 25A 110V AC | 8
31.03 | EACH CONTROL SUPPLY OUTGOING SHALL COMPRISE OF: | HRC CONTROL FUSE LINK WITH BASE 10A 240V AC | 4
31.04 |  | NEUTRAL LINK | As required
31.05 |  | AUXILIARY CONTACTOR 110V AC 2NO+2NC | 4
31.06 |  | SELECTOR SWITCH AC 2 POLE 2 POSITION 25A | 2
31.07 |  | CONTROL TERMINAL BLOCKS | As required
31.08 |  | POWER TERMINALS | As required
32.01 | CS 240V AC SPACE HEATER SUPPLY | SWITCH FUSE UNIT TP WITH 3 POWER FUSES, EXTENDED ROTARY HANDLE, 2 NO+ 2 NC AUX CONTACT | 4
32.02 |  | SELECTOR SWITCH AC 2 POLE 3 POSITION 25A | 1
32.03 | EACH CONTROL SUPPLY OUTGOING SHALL COMPRISE OF: | CONTROL TERMINAL BLOCKS | As required
32.04 |  | POWER TERMINALS | As required
33.01 | CS 220V DC CONTROL SUPPLY | SWITCH FUSE UNIT TP WITH 3 POWER FUSES, EXTENDED ROTARY HANDLE, 2 NO+ 2 NC AUX CONTACT | 3
33.02 |  | AUXILIARY CONTACTOR 220V DC 2NO+2NC | 2
33.03 | EACH CONTROL SUPPLY OUTGOING SHALL COMPRISE OF: | DIODE 25A 220V DC | 4
33.04 |  | CONTROL TERMINAL BLOCKS | As required
33.05 |  | POWER TERMINALS | As required
34.01 | PANEL ILLUMINATION AND SPACE HEATER | HRC CONTROL FUSE LINK WITH BASE 6A 240V AC | 2
34.02 |  | PANEL ILLUMINATION LAMP WITH DOOR SWITCH | 1
34.03 | PANEL ILLUMINATION AND SPACE HEATER SHALL COMPRISE OF: | SPACE HEATER WITH THERMOSTAT | 1
34.04 |  | POWER SOCKET 5A | 1
34.05 |  | CONTROL TERMINAL BLOCKS | As required
34.06 |  | POWER TERMINALS | As required
35.01 | G1 | POTENTIAL TRANSFORMER -CAST RESIN, OVER VOLTAGE FACTOR 1.1 CONT./1.5 FOR 30 SEC. 415/RT(3)/110/RT(3),50 VA CL-0.5 INSL CL-E | 3
35.02 |  | NEUTRAL LINK | As required
35.03 | BUS PT MODULE FOR PCC / PMCC SHALL COMPRISE OF: | HRC CONTROL FUSE LINK WITH BASE 6A 240V AC | 6
35.04 |  | VOLTAGE TRANSDUCER 4-20mA OUTPUT 240V AC | 1
35.05 |  | CONTROL TERMINAL BLOCKS | As required
35.06 |  | POWER TERMINALS | As required
36.01 | G2 | POTENTIAL TRANSFORMER -CAST RESIN, OVER VOLTAGE FACTOR 1.1 CONT./1.5 FOR 30 SEC. 415/RT(3)/110/RT(3),50 VA CL-0.5 INSL CL-E | 3
36.02 |  | NEUTRAL LINK | As required
36.03 | BUS PT MODULE FOR DG PCC SHALL COMPRISE OF: | HRC CONTROL FUSE LINK WITH BASE 6A 240V AC | 6
36.04 |  | VOLTAGE TRANSDUCER 4-20mA OUTPUT 240V AC | 1
36.05 |  | CONTROL TERMINAL BLOCKS | As required
36.06 |  | POWER TERMINALS | As required
36.07 |  | ON DELAY TIMERS | 4
37.01 | VM | VOLTAGE TRANSDUCER 4-20mA OUTPUT 240V AC | 1
37.02 |  | VOLTMETER AC | 1
37.03 | BUS PT MODULE FOR MCC/ACDB SHALL COMPRISE OF: | VOLTMETER SELECTOR SWITCH | 1
37.04 |  | AUXILIARY CONTACTOR 415V AC 2NO+2NC | 1
37.05 |  | HRC CONTROL FUSE LINK WITH BASE 6A 240V AC | 5
37.06 |  | CONTROL TERMINAL BLOCKS | As required
37.07 |  | POWER TERMINALS | As required
38.01 | DK2* HEATER FEEDER or EA3 | SWITCH FUSE UNIT TP WITH 3 POWER FUSES, EXTENDED ROTARY HANDLE, 2 NO+ 2 NC AUX CONTACT | 1
38.02 |  | POWER CONTACTOR AC3 TP WITH 2NO+2NC AUX CONTACT. COIL VOLTAGE 110VAC | 2
38.03 | HEATER FEEDER BELOW 30KW (AU/BU/CU CONTROLLED FROM ATRS/DDCMIS/PLC SHALL COMPRISE OF: | ADD ON BLOCK 2NO+2NC FOR POWER CONTACTOR | 1
38.04 |  | NEUTRAL LINK | As required
38.05 |  | HRC CONTROL FUSE LINK WITH BASE 6A 110V AC | 1
38.06 |  | INDICATING LAMP 110V AC BLUE | 1
38.07 |  | INDICATING LAMP 110V AC GREEN | 1
38.08 |  | INDICATING LAMP 110V AC RED | 1
38.09 |  | AUXILIARY CONTACTOR 110V AC 2NO+2NC | 1
38.1 |  | INTERPOSING RELAY 4 C/O 24V DC | 2
38.11 |  | CONTROL TERMINAL BLOCKS | As required
38.12 |  | POWER TERMINALS | As required
39.01 | DK21* HEATER FEEDER | SWITCH FUSE UNIT TP WITH 3 POWER FUSES, EXTENDED ROTARY HANDLE, 2 NO+ 2 NC AUX CONTACT | 1
39.02 |  | CURRENT TRANSFORMER FOR METERING 10VA CLASS 1 | 3
39.03 | HEATER FEEDER 30KW & ABOVE UPTO 110KW CONTROLLED FROM DDCMIS/PLC/ATRS SHALL COMPRISE OF: | NEUTRAL LINK | As required
39.04 |  | Ammeter AC | 1
39.05 |  | DIGITAL MULTIFUNCTION METER WITH V, A, KW, PF & KWH READING, AUX VOLTAGE:- 110V AC WITH ANALOGUE OUTPUT OF CURRENT 4-20mA | 1
39.06 |  | CT SHORTING TERMINAL-STUD TYPE | As required
39.07 |  | HRC CONTROL FUSE LINK WITH BASE 6A 240V AC | 4
39.08 |  | HRC CONTROL FUSE LINK WITH BASE 6A 110V AC | 1
39.09 |  | POWER CONTACTOR AC3 TP WITH 2NO+2NC AUX CONTACT. COIL VOLTAGE 110VAC | 1
39.1 |  | ADD ON BLOCK 2NO+2NC FOR POWER CONTACTOR | 1
39.11 |  | INDICATING LAMP 110V AC RED | 1
39.12 |  | INDICATING LAMP 110V AC BLUE | 1
39.13 |  | INDICATING LAMP 110V AC GREEN | 1
39.14 |  | AUXILIARY CONTACTOR 110V AC 2NO+2NC | 2
39.15 |  | INTERPOSING RELAY 4 C/O 24V DC | 2
39.16 |  | SINGLE POLE ON/OFF SWITCH 6A 240V AC | 1
39.17 |  | CONTROL TERMINAL BLOCKS | As required
39.18 |  | POWER TERMINALS | As required
40.01 | EA1 | SWITCH FUSE UNIT TP WITH 3 POWER FUSES, EXTENDED ROTARY HANDLE, 2 NO+ 2 NC AUX CONTACT | 1
40.02 |  | POWER CONTACTOR AC3 TP WITH 2NO+2NC AUX CONTACT. COIL VOLTAGE 110VAC | 2
40.03 | 1-PHASE HEATER FEEDER CONTROLLED FROM FROM DDCMIS AND PLC (EA1) | ADD ON BLOCK 2NO+2NC FOR POWER CONTACTOR | 1
40.04 |  | NEUTRAL LINK | As required
40.05 |  | HRC CONTROL FUSE LINK WITH BASE 6A 110V AC | 1
40.06 |  | INDICATING LAMP 110V AC BLUE | 1
40.07 |  | INDICATING LAMP 110V AC GREEN | 1
40.08 |  | INDICATING LAMP 110V AC RED | 1
40.09 |  | AUXILIARY CONTACTOR 110V AC 2NO+2NC | 1
40.1 |  | INTERPOSING RELAY 4 C/O 24V DC | 2
40.11 |  | CONTROL TERMINAL BLOCKS | As required
40.12 |  | POWER TERMINALS | As required
41.01 | DK2 (DDOL FEEDER) UPTO 30KW | SWITCH FUSE UNIT TP WITH 3 POWER FUSES, EXTENDED ROTARY HANDLE, 2 NO+ 2 NC AUX CONTACT | 1
41.02 |  | BIMETALLIC THERMAL OVERLOAD RELAY WITH SPP 1 NO + 1 NC AUX CONTACT AND RESET CORD ACTUATOR | 2
41.03 | DK2 (DDOL FEEDER) UPTO 30KW SHALL COMPRISE OF: | NEUTRAL LINK | As required
41.04 |  | HRC CONTROL FUSE LINK WITH BASE 6A 110V AC | 1
41.05 |  | POWER CONTACTOR AC3 TP WITH 2NO+2NC AUX CONTACT. COIL VOLTAGE 110VAC | 1
41.06 |  | ADD ON BLOCK 4NO+4NC FOR POWER CONTACTOR | 1
41.07 |  | INDICATING LAMP 110V AC RED | 1
41.08 |  | INDICATING LAMP 110V AC BLUE | 1
41.09 |  | INDICATING LAMP 110V AC GREEN | 1
41.1 |  | INDICATING LAMP 110V AC AMBER | 1
41.11 |  | AUXILIARY CONTACTOR 110V AC 2NO+2NC | 1
41.12 |  | INTERPOSING RELAY 4 C/O 24V DC | 2
41.13 |  | CONTROL TERMINAL BLOCKS | As required
41.14 |  | POWER TERMINALS | As required
41.15 |  | TEST PUSH BUTTON | 1
41.16 |  | TEST SWITCH | 2
42.01 | CH FOR DCDB | DC SWITCH FUSE UNIT DP WITH 2 POWER FUSES, EXTENDED ROTARY HANDLE, 2 NO+ 2 NC AUX CONTACT | 1
42.02 |  | CONTROL TERMINAL BLOCKS | As required
42.03 | 220V DC INCOMER OF DCDB FROM CHARGER SHALL COMPRISE OF: | POWER TERMINALS | As required
43.01 | DB FOR DCDB | DC AMMETER WITH SHUNT | 1
43.02 |  | CONTROL TERMINAL BLOCKS | As required
43.03 | 220V DC INCOMER FROM BATTERY SHALL COMPRISE OF: | POWER TERMINALS | As required
44.01 | DC FOR DCDB | DC SWITCH FUSE UNIT DP WITH 2 POWER FUSES, EXTENDED ROTARY HANDLE, 2 NO+ 2 NC AUX CONTACT | 1
44.02 |  | CONTROL TERMINAL BLOCKS | As required
44.03 | 220V DC BUS COUPLER SHALL COMPRISE OF: | POWER TERMINALS | As required
45.01 | HD FOR DCDB | DC SWITCH FUSE UNIT DP WITH 2 POWER FUSES, EXTENDED ROTARY HANDLE, 2 NO+ 2 NC AUX CONTACT | 1
45.02 |  | CONTROL TERMINAL BLOCKS | As required
45.03 | 220V DC ISOLATING SWITCH/CIRCUIT BREAK MODULE SHALL COMPRISE OF: | POWER TERMINALS | As required
46.01 | S FOR DCDB | HRC CONTROL FUSE LINK WITH BASE 16A 220VDC | 2
46.02 |  | HRC CONTROL FUSE LINK WITH BASE 6A 220VDC | 1
46.03 | 220V DCDB BUS MODULE FOR METERING & PROTECTION SHALL COMPRISE OF: | UNDER VOLTAGE RELAY 220V DC | 1
46.04 |  | OVER VOLTAGE RELAY 220V DC | 1
46.05 |  | EARTH FAULT RELAY 220V DC | 1
46.06 |  | AUXILIARY CONTACTOR 220V DC 2NO+2NC | 2
46.07 |  | INDICATING LAMP 220V DC RED | 1
46.08 |  | INDICATING LAMP 220V DC AMBER | 1
46.09 |  | INDICATING LAMP 220V DC BLUE | 1
46.1 |  | VOLTMETER DC | 1
46.11 |  | VOLTMETER SELECTOR SWITCH | 1
46.12 |  | VOLTAGE TRANSDUCER 4-20mA OUTPUT 240V AC | 1
46.13 |  | NEUTRAL LINK | As required
46.14 |  | CONTROL TERMINAL BLOCKS | As required
46.15 |  | POWER TERMINALS | As required
47.01 | X FOR DCDB | DC SWITCH FUSE UNIT DP WITH 2 POWER FUSES, EXTENDED ROTARY HANDLE, 2 NO+ 2 NC AUX CONTACT | 1
47.02 |  | CONTROL TERMINAL BLOCKS | As required
47.03 | 220V DC OUTGOING FEEDER SHALL COMPRISE OF: | POWER TERMINALS | As required
48.01 | PANEL SPACE HEATER SUPPLY FOR DCDB | SELECTOR SWITCH DC 2 POLE 2 POSITION 16A | 1
48.02 |  | DC SWITCH FUSE UNIT DP WITH 2 POWER FUSES, EXTENDED ROTARY HANDLE, 2 NO+ 2 NC AUX CONTACT | 1
48.03 | PANEL SPACE HEATER SUPPLY FOR DCDB SHALL COMPRISE OF: | CONTROL TERMINAL BLOCKS | As required
48.04 |  | POWER TERMINALS | As required
49.01 | CC INCOMER (FIXED AND DRAWOUT) | MCCB TP MICROPROCESSOR BASED ADJUSTABLE O/L, S/C, EF RELEASES, EXTENDED ROTARY HANDLE, 1 NO+ 1 NC AUX CONTACT | 1
49.02 |  | POWER CONTACTOR AC3 TP WITH 2NO+2NC AUX CONTACT. COIL VOLTAGE 415VAC | 1
49.03 | ISOLATOR INCOMER WITH CONTACTOR UPTO 630A SHALL COMPRISE OF | AUXILIARY CONTACTOR 415V AC 2NO+2NC | 2
49.04 |  | HRC CONTROL FUSE LINK WITH BASE 6A 240V AC | 3
49.05 |  | INDICATING LAMP 415V AC BLUE | 1
49.06 |  | CONTROL TERMINAL BLOCKS | As required
49.07 |  | POWER TERMINALS | As required
50.01 | EM3 INCOMER ( FIXED AND DRAWOUT) | MCCB TP MICROPROCESSOR BASED ADJUSTABLE O/L, S/C, EF RELEASES, EXTENDED ROTARY HANDLE, 1 NO+ 1 NC AUX CONTACT | (blank)
50.02 |  | HRC CONTROL FUSE LINK WITH BASE 6A 240V AC | 3
50.03 | INCOMER MCCB FOR MCC / ACDB SHALL COMPRISE OF: | INDICATING LAMP 415V AC BLUE | 1
50.04 |  | CONTROL TERMINAL BLOCKS | As required
50.05 |  | POWER TERMINALS | As required
51.01 | EM3 BUSCOUPLER (FIXED AND DRAWOUT) | MCCB TP MICROPROCESSOR BASED ADJUSTABLE O/L, S/C, EF RELEASES, EXTENDED ROTARY HANDLE, 1 NO+ 1 NC AUX CONTACT | (blank)
51.02 |  | HRC CONTROL FUSE LINK WITH BASE 6A 240V AC | 3
51.03 | BUSCOUPLER MCCB FOR MCC / ACDB SHALL COMPRISE OF: | INDICATING LAMP 415V AC BLUE | 1
51.04 |  | CONTROL TERMINAL BLOCKS | As required
51.05 |  | POWER TERMINALS | As required
52.01 | TRANSFORMER INCOMER | MCCB TP MICROPROCESSOR BASED ADJUSTABLE O/L, S/C, EF RELEASES, EXTENDED ROTARY HANDLE, 1 NO+ 1 NC AUX CONTACT | 1
52.02 |  | LIGHTING TRANSFORMER CLASS F, RESIN IMPEGRATED, 415/433V, AIR COOLED,DRY TYPE,OFF LOAD CIRCUIT +-5%, IN STEP S 2.5% | 1
52.03 | TRANSFORMER INCOMER FOR MLDB AND WDB SHALL COMPRISE OF : | SWITCH FUSE UNIT TP WITH 3 POWER FUSES, EXTENDED ROTARY HANDLE, 2 NO+ 2 NC AUX CONTACT | 1
52.04 |  | CURRENT TRANSFORMER FOR METERING 10VA CLASS 1 | 3
52.05 |  | CT SHORTING TERMINAL-STUD TYPE | 1
52.06 |  | Ammeter AC | 1
52.07 |  | VOLTMETER AC | 1
52.08 |  | VOLTMETER SELECTOR SWITCH | 1
52.09 |  | AMMETER SELECTOR SWITCH 3 POSITION | 1
52.1 |  | INDICATING LAMP 415V AC BLUE | 1
52.11 |  | INDICATING LAMP 415V AC RED | 1
52.12 |  | INDICATING LAMP 415V AC YELLOW | 1
52.13 |  | CONTROL TERMINAL BLOCKS | As required
52.14 |  | POWER TERMINALS | As required
52.15 |  | HRC CONTROL FUSE LINK WITH BASE 6A 240V AC | 6
53.01 | DC INCOMER FOR LDB | DC SWITCH FUSE UNIT DP WITH 2 POWER FUSES, EXTENDED ROTARY HANDLE, 2 NO+ 2 NC AUX CONTACT | 1
53.02 |  | DC AMMETER WITH SHUNT | 1
53.03 | DC INCOMER FOR LDB BOARD SHALL COMPRISE OF: | VOLTMETER DC | 1
53.04 |  | VOLTMETER SELECTOR SWITCH | 1
53.05 |  | INDICATING LAMP 220V DC RED | 1
53.06 |  | HRC CONTROL FUSE LINK WITH BASE 6A 220VDC | 2
53.07 |  | AUXILIARY CONTACTOR 220V DC 2NO+2NC | 1
53.08 |  | CONTROL TERMINAL BLOCKS | As required
53.09 |  | POWER TERMINALS | As required
54.01 | DC INCOMER FOR DC FUSE BOARD | DC SWITCH FUSE UNIT DP WITH 2 POWER FUSES, EXTENDED ROTARY HANDLE, 2 NO+ 2 NC AUX CONTACT | 1
54.02 |  | AUXILIARY CONTACTOR 220V DC 2NO+2NC | 1
54.03 |  | INDICATING LAMP 220V DC BLUE | 1
54.04 |  | CONTROL TERMINAL BLOCKS | As required
54.05 |  | POWER TERMINALS | As required
55.01 | AC INCOMER FOR AC FUSE BOARD | SWITCH FUSE UNIT TP WITH 3 POWER FUSES, EXTENDED ROTARY HANDLE, 2 NO+ 2 NC AUX CONTACT | 1
55.02 |  | INDICATING LAMP 415V AC BLUE | 1
55.03 |  | INDICATING LAMP 415V AC RED | 1
55.04 |  | INDICATING LAMP 415V AC YELLOW | 1
55.05 |  | CONTROL TERMINAL BLOCKS | As required
55.06 |  | POWER TERMINALS | As required
TOTAL

## I. ADD DEL LIST UNIT PRICE SCH
ANNEXURE I -UNIT PRICE SCHEDULE
ADDITION DELETION LIST
SL.NO. | MODULE TYPE | ITEM DESCRIPTION | MODEL NO./ ITEM DESCRIPTION | Quoted / Not-quoted | Unit Ex-Works Price including P&F Charges | Total Ex-Works Price including P&F Charges | Freight % | Unit Freight Amount | Total Freight Amount | Total Ex-Works Price including P&F Charges + Freight Amount | GST % | GST Amount | TOTAL
INCOMERS
1 | DAET (I/C) | PCC/PMCC INCOMER
1.01 |  | 630A
1.02 |  | 800A
1.03 |  | 1000A
1.04 |  | 1250A
1.05 |  | 1600A
1.06 |  | 2000A
1.07 |  | 2500A
1.08 |  | 3200A
1.09 |  | 4000A
2 | DAE (I/C) | MCC INCOMER
2.01 |  | 630A
2.02 |  | 800A
2.03 |  | 1000A
2.04 |  | 1250A
2.05 |  | 1600A
2.06 |  | 2000A
2.07 |  | 2500A
2.08 |  | 3200A
2.09 |  | 4000A
3 | DAEG (I/C) - MAIN INCOMER | DG BOARD NORMAL INCOMER
3.01 |  | 630A
3.02 |  | 800A
3.03 |  | 1000A
3.04 |  | 1250A
3.05 |  | 1600A
3.06 |  | 2000A
4 | DAEG (I/C) - DG INCOMER | DG BOARD DG INCOMER
4.01 |  | 630A
4.02 |  | 800A
4.03 |  | 1000A
4.04 |  | 1250A
4.05 |  | 1600A
4.06 |  | 2000A
5 | CC INCOMER | ISOLATOR INCOMER WITH CONTACTOR HAVING NO BUSCOUPLER
5.01 |  | 16A - Fixed type
5.02 |  | 32A - Fixed type
5.03 |  | 63A - Fixed type
5.04 |  | 100A - Fixed type
5.05 |  | 125A - Fixed type
5.06 |  | 200A - Fixed type
5.07 |  | 250A - Fixed type
5.08 |  | 400A - Fixed type
5.09 |  | 630A - Fixed type
5.1 |  | 16A - Drawout type
5.11 |  | 32A - Drawout type
5.12 |  | 63A - Drawout type
5.13 |  | 100A - Drawout type
5.14 |  | 125A - Drawout type
5.15 |  | 200A - Drawout type
5.16 |  | 250A - Drawout type
5.17 |  | 400A - Drawout type
5.18 |  | 630A - Drawout type
6 | EM3 INCOMER | MCCB INCOMER FOR MCC / ACDB HAVING BUSCOUPLER
6.01 |  | 16A - Fixed type
6.02 |  | 32A - Fixed type
6.03 |  | 63A - Fixed type
6.04 |  | 100A - Fixed type
6.05 |  | 125A - Fixed type
6.06 |  | 200A - Fixed type
6.07 |  | 250A - Fixed type
6.08 |  | 400A - Fixed type
6.09 |  | 630A - Fixed type
6.1 |  | 16A - Drawout type
6.11 |  | 32A - Drawout type
6.12 |  | 63A - Drawout type
6.13 |  | 100A - Drawout type
6.14 |  | 125A - Drawout type
6.15 |  | 200A - Drawout type
6.16 |  | 250A - Drawout type
6.17 |  | 400A - Drawout type
6.18 |  | 630A - Drawout type
7 | CH FOR DCDB | 220V DCDB INCOMER FROM CHARGER
7.01 |  | 63A – CH Fixed Type
7.02 |  | 125A– CH Fixed Type
7.03 |  | 160A – CH Fixed Type
7.04 |  | 200A – CH Fixed Type
7.05 |  | 400A – CH Fixed Type
7.06 |  | 630A – CH Fixed Type
7.07 |  | 800A – CH Fixed Type
7.08 |  | 1250A – CH Fixed Type
7.09 |  | 1600A – CH Fixed Type
7.1 |  | 63A – CH Drawout Type
7.11 |  | 125A– CH Drawout Type
7.12 |  | 160A – CH Drawout Type
7.13 |  | 200A – CH Drawout Type
7.14 |  | 400A – CH Drawout Type
7.15 |  | 630A – CH Drawout Type
7.16 |  | 800A – CH Drawout Type
7.17 |  | 1250A – CH Drawout Type
7.18 |  | 1600A – CH Drawout Type
8 | DB FOR DCDB | 220V DCDB INCOMER FROM BATTERY
8.01 |  | 63A – DB Fixed Type
8.02 |  | 125A– DB Fixed Type
8.03 |  | 160A – DB Fixed Type
8.04 |  | 200A – DB Fixed Type
8.05 |  | 400A – DB Fixed Type
8.06 |  | 630A – DB Fixed Type
8.07 |  | 800A – DB Fixed Type
8.08 |  | 1250A – DB Fixed Type
8.09 |  | 1600A – DB Fixed Type
8.1 |  | 63A – DB Drawout Type
8.11 |  | 125A– DB Drawout Type
8.12 |  | 160A – DB Drawout Type
8.13 |  | 200A – DB Drawout Type
8.14 |  | 400A – DB Drawout Type
8.15 |  | 630A – DB Drawout Type
8.16 |  | 800A – DB Drawout Type
8.17 |  | 1250A – DB Drawout Type
8.18 |  | 1600A – DB Drawout Type
9 | TRANSFORMER INCOMER | TRANSFORMER INCOMER FOR MLDB AND WDB
9.01 |  | 63A
9.02 |  | 100A
9.03 |  | 125A
9.04 |  | 160A
9.05 |  | 200A
9.06 |  | 250A
9.07 |  | 320A
9.08 |  | 400A
10 | DC INCOMER | DC INCOMER FOR DC LDB BOARD
10.01 |  | 32A
10.02 |  | 63A
10.03 |  | 100A
10.04 |  | 125A
10.05 |  | 160A
10.06 |  | 200A
10.07 |  | 250A
10.08 |  | 320A
10.09 |  | INCOMER FOR FUSE BOARDS
10.1 |  | 63A INCOMER FOR DC FUSE BOARD
10.11 |  | 63A INCOMER FOR AC FUSE BOARD
10.12 |  | BUSCOUPLERS
11 | DAET (B/C) / DAE (B/C) | PCC / PMCC / MCC BUSCOUPLER
11.01 |  | 630A
11.02 |  | 800A
11.03 |  | 1000A
11.04 |  | 1250A
11.05 |  | 1600A
11.06 |  | 2000A
11.07 |  | 2500A
11.08 |  | 3200A
11.09 |  | 4000A
12 | DAEG (B/C) | DG BOARD BUSCOUPLER
12.01 |  | 630A
12.02 |  | 800A
12.03 |  | 1000A
12.04 |  | 1250A
12.05 |  | 1600A
12.06 |  | 2000A
13 | DC FOR DCDB | 220V DCDB BUSCOUPLER
13.01 |  | 63A – DC Fixed Type
13.02 |  | 125A– DC Fixed Type
13.03 |  | 160A – DC Fixed Type
13.04 |  | 200A – DC Fixed Type
13.05 |  | 400A – DC Fixed Type
13.06 |  | 630A – DC Fixed Type
13.07 |  | 800A – DC Fixed Type
13.08 |  | 1250A – DC Fixed Type
13.09 |  | 1600A – DC Fixed Type
13.1 |  | 63A – DC Drawout Type
13.11 |  | 125A– DC Drawout Type
13.12 |  | 160A – DC Drawout Type
13.13 |  | 200A – DC Drawout Type
13.14 |  | 400A – DC Drawout Type
13.15 |  | 630A – DC Drawout Type
13.16 |  | 800A – DC Drawout Type
13.17 |  | 1250A – DC Drawout Type
13.18 |  | 1600A – DC Drawout Type
14 | HD FOR DCDB | 20V DC ISOLATING SWITCH/CIRCUIT BREAK MODULE
14.01 |  | 63A – HD Fixed Type
14.02 |  | 125A– HD Fixed Type
14.03 |  | 160A – HD Fixed Type
14.04 |  | 200A – HD Fixed Type
14.05 |  | 400A – HD Fixed Type
14.06 |  | 630A – HD Fixed Type
14.07 |  | 800A – HD Fixed Type
14.08 |  | 1250A – HD Fixed Type
14.09 |  | 1600A – HD Fixed Type
14.1 |  | 63A – HD Drawout Type
14.11 |  | 125A– HD Drawout Type
14.12 |  | 160A – HD Drawout Type
14.13 |  | 200A – HD Drawout Type
14.14 |  | 400A – HD Drawout Type
14.15 |  | 630A – HD Drawout Type
14.16 |  | 800A – HD Drawout Type
14.17 |  | 1250A – HD Drawout Type
14.18 |  | 1600A – HD Drawout Type
15 | EM3 BUSCOUPLER | MCCB BUSCOUPLER FOR ACDB
15.01 |  | 16A - Fixed type
15.02 |  | 32A - Fixed type
15.03 |  | 63A - Fixed type
15.04 |  | 100A - Fixed type
15.05 |  | 125A - Fixed type
15.06 |  | 200A - Fixed type
15.07 |  | 250A - Fixed type
15.08 |  | 400A - Fixed type
15.09 |  | 630A - Fixed type
15.1 |  | 16A - Drawout type
15.11 |  | 32A - Drawout type
15.12 |  | 63A - Drawout type
15.13 |  | 100A - Drawout type
15.14 |  | 125A - Drawout type
15.15 |  | 200A - Drawout type
15.16 |  | 250A - Drawout type
15.17 |  | 400A - Drawout type
15.18 |  | 630A - Drawout type
15.19 |  | BREAKER OUTGOING
16 | DAE (O/G) | OUTGOING BREAKER
16.01 |  | 630A
16.02 |  | 800A
16.03 |  | 1000A
16.04 |  | 1250A
16.05 |  | 1600A
16.06 |  | 2000A
16.07 |  | 2500A
17 | DM | DM MOTOR BREAKER OUTGOING
17.01 |  | 110 KW to 134.9KW
17.02 |  | 135 KW to 159.9KW
17.03 |  | 160 KW to 199.9KW
17.04 |  | 200 KW and above
17.05 |  | DOL FEEDERS
18 | DK2/PK2/ AK2 UPTO 30KW | UNIDIRECTIONAL MOTOR FEEDER BELOW 30KW (AU/BU/CU CONTROLLED FROM ATRS/DDCMIS/PLC
18.01 |  | UPTO 5.5 KW
18.02 |  | 5.6 TO 7 KW
18.03 |  | 7.1 TO 14.9 KW
18.04 |  | 15 TO 21.9 KW
18.05 |  | 22 TO 22.9KW
19 | DK21/PK21/ AK21 30KW AND ABOVE | UNIDIRECTIONAL MOTOR FEEDER 30KW & ABOVE UPTO 110KW CONTROLLED FROM DDCMIS/PLC/ATR
19.01 |  | 30 - 36.9 KW
19.02 |  | 37 - 44.9 KW
19.03 |  | 45 - 54.9 KW
19.04 |  | 55 - 74.9 KW
19.05 |  | 75 - 89.9 KW
19.06 |  | 90 - 110 KW
20 | DKE2 UPTO 30KW | UNIDIRECTIONAL MOTOR FEEDER (ESSENTIAL) BELOW 30KW CONTROLLED FROM DDCMIS/PLC/ ATRS
20.01 |  | UPTO 5.5 KW
20.02 |  | 5.6 TO 7 KW
20.03 |  | 7.1 TO 14.9 KW
20.04 |  | 15 TO 21.9 KW
20.05 |  | 22 TO 22.9KW
21 | DKE21 30KW AND ABOVE | UNIDIRECTIONAL MOTOR FEEDER (ESSENTIAL) 30KW & ABOVE UPTO 110KW CONTROLLED FROM ATRS/DDCMIS/PLC
21.01 |  | 30 - 36.9 KW
21.02 |  | 37 - 44.9 KW
21.03 |  | 45 - 54.9 KW
21.04 |  | 55 - 74.9 KW
21.05 |  | 75 - 89.9 KW
21.06 |  | 90 - 110 KW
22 | DK2A UPTO 30KW | UNIDIRECTIONAL MOTOR FEEDER (ESSENTIAL) BELOW 30KW CONTROLLED FROM ATRS/DDCMIS/PLC FOR LHP GHP FEEDERS
22.01 |  | UPTO 5.5 KW
22.02 |  | 5.6 TO 7 KW
22.03 |  | 7.1 TO 14.9 KW
22.04 |  | 15 TO 21.9 KW
22.05 |  | 22 TO 22.9KW
23 | DK21A 30KW AND ABOVE | UNIDIRECTIONAL MOTOR FEEDER (ESSENTIAL) 30KW & ABOVE UPTO 110KW CONTROLLED FROM ATRS/DDCMIS/PLC FOR LHP GHP FEEDERS
23.01 |  | 30 - 36.9 KW
23.02 |  | 37 - 44.9 KW
23.03 |  | 45 - 54.9 KW
23.04 |  | 55 - 74.9 KW
23.05 |  | 75 - 89.9 KW
23.06 |  | 90 - 110 KW
24 | DN1 BELOW 30KW | BIDIRECTIONAL MOTOR FEEDER BELOW 30KW
24.01 |  | UPTO 5.5 KW
24.02 |  | 5.6 TO 7 KW
24.03 |  | 7.1 TO 14.9 KW
24.04 |  | 15 TO 21.9 KW
24.05 |  | 22 TO 22.9KW
25 | DN1A BELOW 30KW | BIDIRECTIONAL MOTOR FEEDER DN1A BELOW 30KW FOR LHP / GHP FEEDERS
25.01 |  | UPTO 5.5 KW
25.02 |  | 5.6 TO 7 KW
25.03 |  | 7.1 TO 14.9 KW
25.04 |  | 15 TO 21.9 KW
25.05 |  | 22 TO 22.9KW
26 | K1 BELOW 30KW | UNIDIRECTIONAL MOTOR FEEDER BELOW 30KW CONTROLLED FROM MCC
26.01 |  | UPTO 5.5 KW
26.02 |  | 5.6 TO 7 KW
26.03 |  | 7.1 TO 14.9 KW
26.04 |  | 15 TO 21.9 KW
26.05 |  | 22 TO 22.9KW
27 | K11 30KW AND ABOVE | UNIDIRECTIONAL MOTOR FEEDER RATED FROM 30KW to 110KW CONTROLLED FROM MCC
27.01 |  | 30 - 36.9 KW
27.02 |  | 37 - 44.9 KW
27.03 |  | 45 - 54.9 KW
27.04 |  | 55 - 74.9 KW
27.05 |  | 75 - 89.9 KW
27.06 |  | 90 - 110 KW
28 | K3 BELOW 30KW | UNIDIRECTIONAL MOTOR FEEDER BELOW 30KW CONTROLLED FROM LPBS
28.01 |  | UPTO 5.5 KW
28.02 |  | 5.6 TO 7 KW
28.03 |  | 7.1 TO 14.9 KW
28.04 |  | 15 TO 21.9 KW
28.05 |  | 22 TO 22.9KW
29 | K31 30KW AND ABOVE | UNIDIRECTIONAL MOTOR FEEDER 30KW & ABOVE UPTO 110KW CONTROLLED FROM LPBS
29.01 |  | 30 - 36.9 KW
29.02 |  | 37 - 44.9 KW
29.03 |  | 45 - 54.9 KW
29.04 |  | 55 - 74.9 KW
29.05 |  | 75 - 89.9 KW
29.06 |  | 90 - 110 KW
30 | DK2 DDOL BELOW 30KW | DK2 (DOUBLE DOL FEEDER) UPTO 30KW
30.01 |  | UPTO 5.5 KW
30.02 |  | 5.6 TO 7 KW
30.03 |  | 7.1 TO 14.9 KW
30.04 |  | 15 TO 21.9 KW
30.05 |  | 22 TO 22.9KW
30.06 |  | SFU / MCCB SUPPLY FEEDERS
31 | E3 TPN | TPN AC OUTGOING SFU / MCCB OPERATED FEEDER
31.01 |  | 16A SFU FIXED
31.02 |  | 32A SFU FIXED
31.03 |  | 63A SFU FIXED
31.04 |  | 100A SFU FIXED
31.05 |  | 100A MCCB FIXED
31.06 |  | 160A MCCB FIXED
31.07 |  | 250A MCCB FIXED
31.08 |  | 400A MCCB FIXED
31.09 |  | 16A SFU DRAWOUT
31.1 |  | 32A SFU DRAWOUT
31.11 |  | 63A SFU DRAWOUT
31.12 |  | 100A SFU DRAWOUT
31.13 |  | 100A MCCB DRAWOUT
31.14 |  | 160A MCCB DRAWOUT
31.15 |  | 250A MCCB DRAWOUT
31.16 |  | 400A MCCB DRAWOUT
32 | E2 | 2 POLE AC OUTGOING SFU / MCCB OPERATED FEEDER
32.01 |  | 16A SFU FIXED
32.02 |  | 32A SFU FIXED
32.03 |  | 63A SFU FIXED
32.04 |  | 100A SFU FIXED
32.05 |  | 100A MCCB FIXED
32.06 |  | 160A MCCB FIXED
32.07 |  | 250A MCCB FIXED
32.08 |  | 400A MCCB FIXED
32.09 |  | 16A SFU DRAWOUT
32.1 |  | 32A SFU DRAWOUT
32.11 |  | 63A SFU DRAWOUT
32.12 |  | 100A SFU DRAWOUT
32.13 |  | 100A MCCB DRAWOUT
32.14 |  | 160A MCCB DRAWOUT
32.15 |  | 250A MCCB DRAWOUT
32.16 |  | 400A MCCB DRAWOUT
33 | E1 | SINGLE POLE AC OUTGOING SFU / MCCB OPERATED FEEDER
33.01 |  | 16A SFU FIXED
33.02 |  | 32A SFU FIXED
33.03 |  | 63A SFU FIXED
33.04 |  | 100A SFU FIXED
33.05 |  | 100A MCCB FIXED
33.06 |  | 160A MCCB FIXED
33.07 |  | 250A MCCB FIXED
33.08 |  | 400A MCCB FIXED
33.09 |  | 16A SFU DRAWOUT
33.1 |  | 32A SFU DRAWOUT
33.11 |  | 63A SFU DRAWOUT
33.12 |  | 100A SFU DRAWOUT
33.13 |  | 100A MCCB DRAWOUT
33.14 |  | 160A MCCB DRAWOUT
33.15 |  | 250A MCCB DRAWOUT
33.16 |  | 400A MCCB DRAWOUT
34 | X | 220V DC OUTGOING FEEDER
34.01 |  | 10A FIXED
34.02 |  | 16A FIXED
34.03 |  | 32A FIXED
34.04 |  | 63A FIXED
34.05 |  | 100A FIXED
34.06 |  | 125A FIXED
34.07 |  | 250A FIXED
34.08 |  | 400A FIXED
34.09 |  | 10A DRAWOUT
34.1 |  | 16A DRAWOUT
34.11 |  | 32A DRAWOUT
34.12 |  | 63A DRAWOUT
34.13 |  | 100A DRAWOUT
34.14 |  | 125A DRAWOUT
34.15 |  | 250A DRAWOUT
34.16 |  | 400A DRAWOUT
35 | DK2* HEATER FEEDER or EA3 | HEATER FEEDER BELOW 30KW (AU/BU/CU CONTROLLED FROM ATRS/DDCMIS/PLC
35.01 |  | UPTO 5.5 KW
35.02 |  | 5.6 TO 7 KW
35.03 |  | 7.1 TO 14.9 KW
35.04 |  | 15 TO 21.9 KW
35.05 |  | 22 TO 22.9KW
36 | DK21* HEATER FEEDER | HEATER FEEDER 30KW & ABOVE UPTO 110KW CONTROLLED FROM DDCMIS/PLC/ATRS
36.01 |  | 30 - 36.9 KW
36.02 |  | 37 - 44.9 KW
36.03 |  | 45 - 54.9 KW
36.04 |  | 55 - 74.9 KW
36.05 |  | 75 - 89.9 KW
36.06 |  | 90 - 110 KW
37 | EA1 | 1-PHASE HEATER FEEDER CONTROLLED FROM FROM DDCMIS AND PLC (EA1)
37.01 |  | UPTO 5.5 KW
37.02 |  | 5.6 TO 7 KW
37.03 |  | 7.1 TO 14.9 KW
37.04 |  | 15 TO 21.9 KW
37.05 |  | 22 TO 22.9KW
38 | DC OUTGOING FOR DC FUSE DB | DC OUTGOING FOR DC FUSE DB
38.01 |  | 16A DC FEEDER
39 | AC OUTGOING FOR AC FUSE DB | AC OUTGOING FOR AC FUSE DB
39.01 |  | 16A AC SINGLE PHASE FEEDER
39.02 |  | 16A AC THREE PHASE FEEDER
39.03 |  | BUS PT FEEDERS
40 | G1 | BUS PT MODULE FOR PCC / PMCC :
40.01 |  | BUS PT MODULE FOR PCC / PMCC :
41 | G2 | BUS PT MODULE FOR DG PCC :
41.01 |  | BUS PT MODULE FOR DG PCC :
42 | S | 220/48V DCDB BUS MODULE FOR METERING & PROTECTION :
42.01 |  | 220/48V DCDB BUS MODULE FOR METERING & PROTECTION :
43 | VM | BUS PT MODULE FOR MCC/ACDB :
43.01 |  | BUS PT MODULE FOR MCC/ACDB :
43.02 |  | SPACE HEATER, ILLUMINATION & AND SOCKETS
44 | TT | PANEL ILLUMINATION AND SPACE HEATER FOR AC BOARDS
44.01 |  | PANEL ILLUMINATION AND SPACE HEATER FOR AC BOARDS
45 | TT _DC | PANEL ILLUMINATION AND SPACE HEATER FOR DCDB
45.01 |  | PANEL ILLUMINATION AND SPACE HEATER FOR DCDB
45.02 |  | CONTROL SUPPLY MODULE
46 | CS | 110V AC CONTROL SUPPLY MODULE (CONSISTING OF 415/110V CONTROL TRAFO.)
46.01 |  | 1KVA
46.02 |  | 2KVA
46.03 |  | 2.5KVA
46.04 |  | 3KVA
46.05 |  | 4KVA
46.06 |  | 5KVA
46.07 |  | 7.5KVA
46.08 |  | 10KVA
47 | CS | 240 V AC CONTROL SUPPLY MODULE – TYPE CS (CONSISTING OF 415/240V CONTROL TRAFO.)
47.01 |  | 1KVA
47.02 |  | 2KVA
47.03 |  | 2.5KVA
47.04 |  | 3KVA
47.05 |  | 4KVA
47.06 |  | 5KVA
47.07 |  | 7.5KVA
47.08 |  | 10KVA
48 | TS | TEST SUPPLY MODULE (CONSISTING OF 415/110V CONTROL TRAFO.)
48.01 |  | 1KVA
48.02 |  | 2KVA
48.03 |  | 2.5KVA
48.04 |  | 3KVA
48.05 |  | 4KVA
48.06 |  | 5KVA
48.07 |  | 7.5KVA
48.08 |  | 10KVA
49 | SH | 240 V AC PANEL SPACE HETAING SUPPLY MODULE
49.01 |  | 1KVA
49.02 |  | 2KVA
49.03 |  | 2.5KVA
49.04 |  | 3KVA
49.05 |  | 4KVA
49.06 |  | 5KVA
49.07 |  | 7.5KVA
49.08 |  | 10KVA
50 | 240V AC MOTOR SPACE HEATER MODULE | 240V AC MOTOR SPACE HEATER MODULE
50.01 |  | 240V AC MOTOR SPACE HEATER MODULE
51 | 220V DC SUPPLY MODULE(FOR RECEIVING 220V DC SUPPLY) | 220V DC SUPPLY MODULE(FOR RECEIVING 220V DC SUPPLY)
51.01 |  | 220V DC SUPPLY MODULE(FOR RECEIVING 220V DC SUPPLY)
52 | 24 V WINDING HEATING MODULE | 24 V WINDING HEATING MODULE
52.01 |  | 24 V WINDING HEATING MODULE
52.02 |  | EMPTY PANEL WITH HORIZONTAL & VERTICAL BUSBAR, SUPPORT & AUXILIARY BUSBAR
53 | DFDO | MCC PANEL (DOUBLE FRONT DRAWOUT TYPE)
53.01 |  | 250 / 250A
53.02 |  | 400 / 400A
53.03 |  | 630 / 630A
53.04 |  | 800 / 630A
53.05 |  | 1000 / 630A
53.06 |  | 1250 / 630A
53.07 |  | 1600 / 630A
53.08 |  | 2000 / 630A
53.09 |  | 2500 / 630A
53.1 |  | 3200 / 630A
53.11 |  | 4000 / 630A
54 | DFFT | MCC PANEL (DOUBLE FRONT FIXED TYPE)
54.01 |  | 250 / 250A
54.02 |  | 400 / 400A
54.03 |  | 630 / 630A
54.04 |  | 800 / 630A
54.05 |  | 1000 / 630A
54.06 |  | 1250 / 630A
54.07 |  | 1600 / 630A
54.08 |  | 2000 / 630A
54.09 |  | 2500 / 630A
54.1 |  | 3200 / 630A
54.11 |  | 4000 / 630A
55 | DFFT (DCDB) | 220V DCDB PANEL (DOUBLE FRONT FIXED TYPE)
55.01 |  | UPTO 630A (with 630A VBB)
55.02 |  | 1000A (with 630A VBB)
55.03 |  | 1600A (with 630A VBB)
56 | DFDO (DCDB) | 220V DCDB PANEL (DOUBLE FRONT DRAWOUT TYPE)
56.01 |  | UPTO 630A (with 630A VBB)
56.02 |  | 1000A (with 630A VBB)
56.03 |  | 1600A (with 630A VBB)
57 | SFDO | MCC PANEL (SINGLE FRONT DRAWOUT TYPE)
57.01 |  | 250 / 250A
57.02 |  | 400 / 400A
57.03 |  | 630 / 630A
57.04 |  | 800 / 630A
57.05 |  | 1000 / 630A
57.06 |  | 1250 / 630A
57.07 |  | 1600 / 630A
57.08 |  | 2000 / 630A
57.09 |  | 2500 / 630A
57.1 |  | 3200 / 630A
57.11 |  | 4000 / 630A
58 | SFFT | MCC PANEL (SINGLE FRONT FIXED TYPE )
58.01 |  | 250 / 250A
58.02 |  | 400 / 400A
58.03 |  | 630 / 630A
58.04 |  | 800 / 630A
58.05 |  | 1000 / 630A
58.06 |  | 1250 / 630A
58.07 |  | 1600 / 630A
58.08 |  | 2000 / 630A
58.09 |  | 2500 / 630A
58.1 |  | 3200 / 630A
58.11 |  | 4000 / 630A
59 | PCC | ACB PANEL WITH HORIZONTAL & VERTICAL BUSBAR, SUPPORT & AUXILIARY BUSBAR
59.01 |  | 630 / 630A
59.02 |  | 800 / 630A
59.03 |  | 800 / 800A
59.04 |  | 1000 / 630A
59.05 |  | 1000 / 800A
59.06 |  | 1000 / 1000A
59.07 |  | 1250 / 630A
59.08 |  | 1250 / 800A
59.09 |  | 1250 / 1000A
59.1 |  | 1250 / 1250A
59.11 |  | 1600 / 630A
59.12 |  | 1600 / 800A
59.13 |  | 1600 / 1000A
59.14 |  | 1600 / 1250A
59.15 |  | 1600 / 1600A
59.16 |  | 2000 / 630A
59.17 |  | 2000 / 800A
59.18 |  | 2000 / 1000A
59.19 |  | 2000 / 1250A
59.2 |  | 2000 / 1600A
59.21 |  | 2000 / 2000A
59.22 |  | 2500 / 630A
59.23 |  | 2500 / 800A
59.24 |  | 2500 / 1000A
59.25 |  | 2500 / 1250A
59.26 |  | 2500 / 1600A
59.27 |  | 2500 / 2000A
59.28 |  | 2500 / 2500A
59.29 |  | 3200 / 630A
59.3 |  | 3200 / 800A
59.31 |  | 3200 / 1000A
59.32 |  | 3200 / 1250A
59.33 |  | 3200 / 1600A
59.34 |  | 3200 / 2000A
59.35 |  | 3200 / 2500A
59.36 |  | 3200 / 3000A
59.37 |  | 4000 / 630A
59.38 |  | 4000 / 800A
59.39 |  | 4000 / 1000A
59.4 |  | 4000 / 1250A
59.41 |  | 4000 / 1600A
59.42 |  | 4000 / 2000A
59.43 |  | 4000 / 2500A
59.44 |  | 4000 / 3000A
59.45 |  | 4000 / 4000A
60 | DUMMY PANEL | DUMMY PANEL WITH HORIZONAL BUSBAR
60.01 |  | UPTO 630A
60.02 |  | 800A
60.03 |  | 1000A
60.04 |  | 1250A
60.05 |  | 1600A
60.06 |  | 2000A
60.07 |  | 2500A
60.08 |  | 3200A
60.09 |  | 4000A
60.1 |  | UNIT PRICES FOR CIRCUIT COMPONENTS
61 | ACB | AIR CIRCUIT BREAKER WITHOUT RELEASES
61.01 |  | 630A ACB, 3P, MDO AC
61.02 |  | 800A ACB, 3P,MDO AC
61.03 |  | 1000A ACB, 3P,MDO AC
61.04 |  | 1250A ACB, 3P, MDO, AC
61.05 |  | 1600A ACB, 3P, MDO, AC
61.06 |  | 630A ACB, 3P, EDO, AC
61.07 |  | 800A ACB, 3P, EDO, AC
61.08 |  | 1000A ACB, 3P, EDO, AC
61.09 |  | 1250A ACB, 3P, EDO, AC
61.1 |  | 1600A ACB, 3P, EDO, AC
61.11 |  | 2000A ACB, 3P, EDO, AC
61.12 |  | 2500A ACB, 3P, EDO, AC
61.13 |  | 3200A ACB, 3P, EDO, AC
61.14 |  | 4000A ACB, 3P, EDO, AC
62 | MCCB | MCCB as per Tech Spec with Microprocessor based inbuilt front adjustable releases (Overload & Short-circuit) adjustable Earth Fault protection unit
62.01 |  | 63A
62.02 |  | 100A
62.03 |  | 125A
62.04 |  | 160A
62.05 |  | 200A
62.06 |  | 250A
62.07 |  | 300A
62.08 |  | 350A
62.09 |  | 400A
62.1 |  | 630A
63 | MCCB | MCCB MICROPROCESSOR BASED WITH LSIG RELEASE
63.01 |  | 63A
63.02 |  | 100A
63.03 |  | 125A
63.04 |  | 160A
63.05 |  | 200A
63.06 |  | 250A
63.07 |  | 300A
63.08 |  | 350A
63.09 |  | 400A
63.1 |  | 630A
64 | MCCB | MCCB motorized with LSIG release
64.01 |  | 200A
64.02 |  | 250A
64.03 |  | 300A
64.04 |  | 350A
64.05 |  | 400A
64.06 |  | 630A
65 | MCCB | MCCB ATAM
65.01 |  | 16A
65.02 |  | 25A
65.03 |  | 32A
65.04 |  | 63A
65.05 |  | 80A
65.06 |  | 115A
65.07 |  | 150A
65.08 |  | 185A
65.09 |  | 265A
65.1 |  | 315A
65.11 |  | 400A
65.12 |  | 630A
66 | MCCB | MCCB ATFM
66.01 |  | 16A
66.02 |  | 25A
66.03 |  | 32A
66.04 |  | 63A
66.05 |  | 80A
66.06 |  | 115A
66.07 |  | 150A
66.08 |  | 185A
66.09 |  | 265A
66.1 |  | 315A
66.11 |  | 400A
66.12 |  | 630A
67 | MCCB AUXILIARY CONTACT | MCCB AUXILIARY CONTACT
67.01 |  | 1C/O CONTACT
67.02 |  | 2C/O CONTACT
68 | MCCB TRIP ALARM ONTACT | MCCB TRIP ALARM ONTACT
68.01 |  | 1C/O CONTACT
68.02 |  | 2C/O CONTACT
69 | AC SFU | DC SWITCH FUSE UNIT WITH 1NO+1NC WITH EXTENDED ROTARY HANDLE WITHOUT POWER FUSES AS PER TECH SPECIFICATION
69.01 |  | 16A
69.02 |  | 32A
69.03 |  | 63A
69.04 |  | 100A
69.05 |  | 125A
69.06 |  | 160A
69.07 |  | 200A
69.08 |  | 250A
70 | AC POWER FUSELINKS | POWER FUSE LINKS FOR AC SFU
70.01 |  | 16A
70.02 |  | 32A
70.03 |  | 63A
70.04 |  | 100A
70.05 |  | 125A
70.06 |  | 160A
70.07 |  | 200A
70.08 |  | 250A
71 | DC SFU | DC SWITCH FUSE UNIT WITH 1NO+1NC WITH EXTENDED ROTARY HANDLE WITHOUT POWER FUSES AS PER TECH SPECIFICATION
71.01 |  | 10A
71.02 |  | 16A
71.03 |  | 32A
71.04 |  | 63A
71.05 |  | 100A
71.06 |  | 125A
71.07 |  | 160A
71.08 |  | 200A
71.09 |  | 250A
71.1 |  | 400A
71.11 |  | 600A
72 | DC POWER FUSELINKS | POWER FUSE LINKS FOR DC SFU
72.01 |  | 10A
72.02 |  | 16A
72.03 |  | 32A
72.04 |  | 63A
72.05 |  | 100A
72.06 |  | 125A
72.07 |  | 160A
72.08 |  | 200A
72.09 |  | 250A
72.1 |  | 400A
72.11 |  | 600A
73 | AUX CONTACT FOR SFU | AUX CONTACT ADD ON BLOCK FOR SFU
73.01 |  | 1NO+1NC
73.02 |  | 2NO+2NC
73.03 |  | 4NO+4NC
73.04 |  | 4NO
73.05 |  | 3NO+1NC
74 | AC POWER CONTACTOR | AC POWER CONTACTOR
74.01 |  | 9A
74.02 |  | 12A
74.03 |  | 18A
74.04 |  | 22A
74.05 |  | 25A
74.06 |  | 32A
74.07 |  | 40A
74.08 |  | 50A
74.09 |  | 70A
74.1 |  | 80A
74.11 |  | 95A
74.12 |  | 110A
74.13 |  | 140A
74.14 |  | 185A
74.15 |  | 225A
74.16 |  | 250A
74.17 |  | 300A
74.18 |  | 400A
74.19 |  | 550A
75 | AUX CONTACT FOR AC POWER CONTACTOR | AUX CONTACT ADD ON BLOCK FOR AC POWER CONTACTOR
75.01 |  | 1NO+1NC
75.02 |  | 2NO+2NC
75.03 |  | 4NO+4NC
76 | MECHANICAL INTERLOCK | MECHANICAL INTERLOCK FOR POWER CONTACTOR
76.01 |  | 16A
76.02 |  | 25A
76.03 |  | 32A
76.04 |  | 63A
76.05 |  | 80A
76.06 |  | 115A
76.07 |  | 150A
76.08 |  | 185A
76.09 |  | 265A
76.1 |  | 315A
76.11 |  | 400A
77 | AUXILIARY CONTACTOR | AUXILIARY CONTACTOR
77.01 |  | COIL VOLTAGE 110V AC 2NO+2NC
77.02 |  | COIL VOLTAGE 110V AC 4NO
77.03 |  | COIL VOLTAGE 415 AC 2NO+2NC
77.04 |  | COIL VOLTAGE 415V AC 4NO
77.05 |  | COIL VOLTAGE 220V DC 2NO+2NC
77.06 |  | COIL VOLTAGE 220V DC 4NO
78 | ADD ON BLOCK | ADD ON BLOCK FOR AUX CONTACTOR
78.01 |  | 2NO+2NC
78.02 |  | 4NO+4NC
78.03 |  | 4NC
78.04 |  | 3NO+1NC
79 | OLR | BIMETALLIC THERMAL OVERLOAD RELAYS WITH SINGLE PHASE PREVENTER 1 NO + 1NC AND RESET CORD WITH ACTUATOR
79.01 |  | UPTO 5.5 KW
79.02 |  | 5.6 TO 7 KW
79.03 |  | 7.1 TO 14.9 KW
79.04 |  | 15 TO 21.9 KW
79.05 |  | 22 TO 22.9KW
79.06 |  | 30 - 36.9 KW
79.07 |  | 37 - 44.9 KW
79.08 |  | 45 - 54.9 KW
79.09 |  | 55 - 74.9 KW
79.1 |  | 75 - 89.9 KW
79.11 |  | 90 - 110 KW
80 | HEAVY DUTY OLR | HEAVY DUTY BIMETALLIC THERMAL OVERLOAD RELAYS WITH SINGLE PHASE PREVENTER 1 NO + 1NC AND RESET CORD WITH ACTUATOR
80.01 |  | UPTO 5.5 KW
80.02 |  | 5.6 TO 7 KW
80.03 |  | 7.1 TO 14.9 KW
80.04 |  | 15 TO 21.9 KW
80.05 |  | 22 TO 22.9KW
80.06 |  | 30 - 36.9 KW
80.07 |  | 37 - 44.9 KW
80.08 |  | 45 - 54.9 KW
80.09 |  | 55 - 74.9 KW
80.1 |  | 75 - 89.9 KW
80.11 |  | 90 - 110 KW
81 | TIMERS | TIMERS
81.01 |  | ON DELAY TIMER, 0.5-5SEC., 220V DC, 2NO+2NC
81.02 |  | ON DELAY TIMER, 1.0-10SEC. 220V DC, 2NO+2NC
81.03 |  | 240VAC MTR RESTART CONTROL TIMER (.2-60SECS)
81.04 |  | 240VAC ON DELAY TIMER(1-10SECNS)WITH 1NO
81.05 |  | 220VDC ON DELAY TIMER(0.5-5SECS) WITH 1NO
81.06 |  | 220VDC ON DELAY TIMER(0.5-5SECS)WITH 3NO
81.07 |  | 220VDC ON DELAY TIMER(1-10SECS) WITH 3NO
82 | MCB | MCB
82.01 |  | 6A, 4P 415V AC
82.02 |  | 6A DP, 240V AC
82.03 |  | 10A DP, 240V AC
82.04 |  | 16A DP, 240V AC
82.05 |  | 32A DP, 240V AC
82.06 |  | 6A DP, 110V AC
82.07 |  | 10A DP, 110V AC
82.08 |  | 16A DP, 110V AC
82.09 |  | 32A DP, 110V AC
82.1 |  | 6A DP, 220V DC
82.11 |  | 10A DP, 220V DC
82.12 |  | 16A DP, 220V DC
82.13 |  | 32A DP, 220V DC
82.14 |  | 6A DP, 240V AC
82.15 |  | 10A SP, 240V AC
82.16 |  | 16A SP, 240V AC
82.17 |  | 32A SP, 240V AC
82.18 |  | 6A SP, 110V AC
82.19 |  | 10A SP, 110V AC
82.2 |  | 16A SP, 110V AC
82.21 |  | 32A SP, 110V AC
82.22 |  | 6A SP, 220V DC
82.23 |  | 10A SP, 220V DC
82.24 |  | 16A SP, 220V DC
82.25 |  | 32A SP, 220V DC
83 | MPCB | MOTOR PROTECTION CIRCUIT BREAKER
83.01 |  | 6A
83.02 |  | 10A
83.03 |  | 16A
84 | CONTROL FUSES | HRC CONTRL FUSES AS PER TECH SPEC
84.01 |  | 6A
84.02 |  | 8A
84.03 |  | 10A
84.04 |  | 16A
84.05 |  | 20A
84.06 |  | 25A
84.07 |  | 32A
84.08 |  | 40A
84.09 |  | 50A
84.1 |  | 63A
85 | CONTROL FUSE HOLDERS | HRC CONTROL FUSE HOLDERS AS PER TECH SPEC
85.01 |  | 6A
85.02 |  | 8A
85.03 |  | 10A
85.04 |  | 16A
85.05 |  | 20A
85.06 |  | 25A
85.07 |  | 32A
85.08 |  | 40A
85.09 |  | 50A
85.1 |  | 63A
86 | METER | METER
86.01 |  | AC ammeter (Digital)
86.02 |  | AC ammeter (Analog) linear scale
86.03 |  | AC ammeter (Analog) compressed scale
86.04 |  | DC ammeter (Digital)
86.05 |  | DC ammeter (Analog)
86.06 |  | AC voltmeter (Digital)
86.07 |  | DC voltmeter (Analog)
86.08 |  | Wattmeter (3 Phase)
86.09 |  | Wattmeter (1 Phase)
86.1 |  | TVM meter
86.11 |  | DIGITAL ENERGY METER
86.12 |  | Frequency meter
86.13 |  | Synchroscope
86.14 |  | Differential Voltmeter
86.15 |  | Differential Frequency meter
86.16 |  | Multifunction digital Energy meter with RS485 Port (0.2 Acc. Class)
86.17 |  | Multifunction digital Energy meter with RS485 Port (0.5 Acc. Class)
86.18 |  | Multifunction digital Energy meter with RS485 Port (1.0 Acc. Class)
87 | SHUNT | SHUNT
87.01 |  | 100A 75mV
87.02 |  | 125A 75mV
87.03 |  | 160A 75mV
87.04 |  | 200A 75mV
87.05 |  | 250A 75mV
87.06 |  | 320A 75mV
87.07 |  | 400A 75mV
88 | SWITCHES | SWITCHES
88.01 |  | BREAKER CONTROL SWITCH, 16A,220V DC, 2CLOSE+2TRIP
88.02 |  | DC ISOLATING SWITCH 16A,220V DC, DP, BASE MTG.
88.03 |  | 16A,240V AC SELECTOR SWITCH 3WAY, 4POLE, FLUSH MTG
88.04 |  | 25A,240V AC SELECTOR SWITCH 3WAY, 2POLE, FLUSH MTG
88.05 |  | 25A,240V AC SELECTOR SWITCH 2WAY, 2POLE, FLUSH MTG
88.06 |  | 16A,240V AC SELECTOR SWITCH 2WAY, 2POLE, FLUSH MTG
88.07 |  | 16A,220V DC SELECTOR SWITCH 2WAY, 2POLE, FLUSH MTG
88.08 |  | NORMAL/ TRIAL SEL. SWITCH, 2POLE , 2WAY, 10A 240V AC, FLUSH MTG,
88.09 |  | MCC/ NORMAL/ TRIAL SEL. SWITCH, 2POLE ,3WAY, 10A 240V AC, FLUSH MTG
88.1 |  | SWGR/ REMOTE SEL. SWITCH 3POLE 2WAY,16A 220V DC, FLUSH MTG
88.11 |  | SWGR/ NORMAL/ TRIAL SEL. SWITCH, 3POLE, 3WAY, 16A 220V DC, FLUSH MTG.
88.12 |  | NORMAL/ TRIAL SEL. SWITCH, 2POLE , 2WAY, 10A 240V AC, FLUSH MTG, LOCKABEL TYPE
88.13 |  | MCC/ NORMAL/ TRIAL SEL. SWITCH, 2POLE ,3WAY, 10A 240V AC, FLUSH MTG, LOCKABEL TYPE
88.14 |  | SWGR/ REMOTE SEL. SWITCH 3POLE 2WAY,16A 220V DC, FLUSH MTG.LOCKABLE TYPE
88.15 |  | SWGR/ NORMAL/ TRIAL SEL. SWITCH, 3POLE, 3WAY, 16A 220V DC, FLUSH MTG., LOCKABLE TYPE
88.16 |  | AMMETER SELECTOR SWITCH
88.17 |  | VOLTMETER SELECTOR SWITCH
88.18 |  | TOGGLE SWITCH 5A, 240V AC
88.19 |  | AC SWITCH SPST-5A,240V AC
88.2 |  | DOUBLE POLE ON / OFF SWITCH 16A 220V DC
88.21 |  | Door Limit switch
88.22 |  | Ammeter selector switch
88.23 |  | Voltmeter selector switch
88.24 |  | Synchronisation selector switch
88.25 |  | Trip selector switch
89 | PUSH BUTTONS | PUSH BUTTONS
89.01 |  | 2NO + 2NC Shrouded RED
89.02 |  | 2NO + 2NC Shrouded GREEN
89.03 |  | TEST PUSH BUTTON 2NO+2NC
89.04 |  | 1NO + 1NC Shrouded
89.05 |  | 2NO + 2NC Mushroom head stayput
89.06 |  | 2NO + 2NC Lockable type
90 | INDICATING LAMP | INDICATING LAMP ASSEMBLY (LED TYPE)
90.01 |  | 220V DC-WHITE
90.02 |  | 220V DC-RED
90.03 |  | 220V DC-GREEN
90.04 |  | 220V DC-BLUE
90.05 |  | 220V DC- AMBER
90.06 |  | 110V AC-WHITE
90.07 |  | 110V AC-RED
90.08 |  | 110V AC-GREEN
90.09 |  | 110V AC-BLUE
90.1 |  | 110V AC- AMBER
90.11 |  | 240V AC -RED
90.12 |  | 240V AC -YELLOW
90.13 |  | 240V AC -BLUE
90.14 |  | 240V AC -AMBER
90.15 |  | 415V AC-RED
90.16 |  | 415V AC-YELLOW
90.17 |  | 415V AC-BLUE
90.18 |  | 63.5V AC-RED
90.19 |  | 63.5V AC-YELLOW
90.2 |  | 63.5V AC-BLUE
91 | CT METERING | CURRENT TRANSFORMERS MEASUREMENT CLASS 1
91.01 |  | Upto 75/1A
91.02 |  | 100/1A
91.03 |  | 125/1A
91.04 |  | 150/1A
91.05 |  | 200/1A
91.06 |  | 250/1A
91.07 |  | 320/1A
91.08 |  | 400/1A
91.09 |  | 500/1A
91.1 |  | 630/1A
91.11 |  | 800/1A
91.12 |  | 1000/1A
91.13 |  | 1250/1A
91.14 |  | 1600/1A
91.15 |  | 2000/1A
91.16 |  | 2500/1A
91.17 |  | 3200/1A
91.18 |  | 4000/1A
91.19 |  | Upto 75/5A
91.2 |  | 100/5A
91.21 |  | 125/5A
91.22 |  | 150/5A
91.23 |  | 200/5A
91.24 |  | 250/5A
91.25 |  | 320/5A
91.26 |  | 400/5A
91.27 |  | 500/5A
91.28 |  | 630/5A
91.29 |  | 800/5A
91.3 |  | 1000/5A
91.31 |  | 1250/5A
91.32 |  | 1600/5A
91.33 |  | 2000/5A
91.34 |  | 2500/5A
91.35 |  | 3200/5A
91.36 |  | 4000/5A
92 | CT 5P20 | PROTECTION CT (5P20)
92.01 |  | Upto 75/1A
92.02 |  | 100/1A
92.03 |  | 125/1A
92.04 |  | 150/1A
92.05 |  | 200/1A
92.06 |  | 250/1A
92.07 |  | 320/1A
92.08 |  | 400/1A
92.09 |  | 500/1A
92.1 |  | 630/1A
92.11 |  | 800/1A
92.12 |  | 1000/1A
92.13 |  | 1250/1A
92.14 |  | 1600/1A
92.15 |  | 2000/1A
92.16 |  | 2500/1A
92.17 |  | 3200/1A
92.18 |  | 4000/1A
92.19 |  | 630/5A
92.2 |  | 800/5A
92.21 |  | 1000/5A
92.22 |  | 1250/5A
92.23 |  | 1600/5A
92.24 |  | 2000/5A
92.25 |  | 2500/5A
92.26 |  | 3200/5A
92.27 |  | 4000/5A
93 | CT PS CLASS | PS CLASS CURRENT TRANSFORMER
93.01 |  | 1600/1A
93.02 |  | 2000/1A
93.03 |  | 2500/1A
93.04 |  | 3200/1A
93.05 |  | 4000/1A
93.06 |  | 1600/5A
93.07 |  | 2000/5A
93.08 |  | 2500/5A
93.09 |  | 3200/5A
93.1 |  | 4000/5A
94 | PT | VOLTAGE TRANSFORMERS
94.01 |  | POTENTIAL TRANSFORMER -CAST RESIN, OVER VOLTAGE FACTOR 1.1 CONT./1.5 FOR 30 SEC. 415/110,50 VA CL-0.5 INSL CL-E
94.02 |  | POTENTIAL TRANSFORMER -CAST RESIN, OVER VOLTAGE FACTOR 1.1 CONT./1.5 FOR 30 SEC. 415/RT(3)/110/RT(3),50 VA CL-0.5 INSL CL-E
94.03 |  | POTENTIAL TRANSFORMER -CAST RESIN, OVER VOLTAGE FACTOR 1.1 CONT./1.5 FOR 30 SEC. 415/110,100 VA CL-0.5 INSL CL-E
94.04 |  | POTENTIAL TRANSFORMER -CAST RESIN, OVER VOLTAGE FACTOR 1.1 CONT./1.5 FOR 30 SEC. 415/RT(3)/110/RT(3),100 VA CL-0.5 INSL CL-E
95 | CST | CONTROL CIRCUIT TRANSFORMER
95.01 |  | 415/240V,CL-E, 50VA
95.02 |  | 415/240V,CL-E, 100VA
95.03 |  | 415/240V,CL-E, 1 KVA
95.04 |  | 415/240V,CL-E, 2KVA
95.05 |  | 415/240V,CL-E, 2.5KVA
95.06 |  | 415/240V,CL-E, 3KVA
95.07 |  | 415/240V,CL-E, 5KVA
95.08 |  | 415/240V,CL-E, 10KVA
95.09 |  | 415/110V,CL-E, 50VA
95.1 |  | 415/110V,CL-E, 100VA
95.11 |  | 415/110V,CL-E, 150VA
95.12 |  | 415/110V,CL-E, 200VA
95.13 |  | 415/110V,CL-E, 500VA
95.14 |  | 415/110V,CL-E, 1 KVA
95.15 |  | 415/110V,CL-E, 2KVA
95.16 |  | 415/110V,CL-E, 2.5KVA
95.17 |  | 415/110V,CL-E, 3KVA
95.18 |  | 415/110V,CL-E, 5KVA
95.19 |  | 415/110V,CL-E, 10KVA
96 | LIGHTING TRANSFORMER | LIGHTING TRANSFORMER FOR MLDB WDB
96.01 |  | 50KVA
96.02 |  | 100KVA
96.03 |  | 150KVA
96.04 |  | 200KVA
97 | ISOLATING TRANSFORMER | ISOLATING TRANSFORMER
97.01 |  | ISOLATING TRANSFORMER-15kVA
97.02 |  | ISOLATING TRANSFORMER-20kVA
97.03 |  | ISOLATING TRANSFORMER-25kVA
97.04 |  | ISOLATING TRANSFORMER-30kVA
98 | TRANSDUCERS | TRANSDUCERS
98.01 |  | 4-20MA DUAL O/P, AUX SUP 220V DC, 1A, CURRENT TRANSDUCER
98.02 |  | 4-20mA Dual o/p, Aux sup 240V AC, 1A, Current Transducer
98.03 |  | 4-20mA Dual o/p, Aux sup 110V AC, 1A, Current Transducer
98.04 |  | 4-20mA Dual o/p, Aux sup 220V DC, VoltageTransducer, PTR 415/110V
98.05 |  | 4-20mA Dual o/p, Aux sup 240V AC, VoltageTransducer, PTR 415/110V
98.06 |  | 4-20mA Dual o/p, Aux sup 110V AC, VoltageTransducer, PTR 415/110V
98.07 |  | 4-20mA Dual o/p, Aux sup 220V DC, FrequencyTransducer, PTR 415/110V
98.08 |  | 4-20mA Dual o/p, Aux sup 220V DC, Input 0-75mV DC, Current Transducer-DC
98.09 |  | 4-20mA Dual o/p, Aux sup 240V AC, Input Voltage 0-220V DC, Voltage Transducer-DC
98.1 |  | 4-20MA DUAL OUTPUT KW TRANSDUCER
98.11 |  | 4-20MA DUAL OUTPUT KVA TRANSDUCER
98.12 |  | 4-20MA DUAL OUTPUT PF TRANSDUCER
98.13 |  | 4-20MA DUAL OUTPUT FREQUENCY TRANSDUCER
99 | RELAYS | RELAYS
99.01 |  | NUMERICAL RELAY- DIFFERENTIAL PROTECTION ( 87G) / COMM. PROTOCOL: IEC-61850. LOCAL FRONT PORT FOR COMMUNICATION WITH LAPTOP AND ONE RJ45 PORT ON IEC 64850. NO OF DI/DO AS PER SCHEME REQUIREMENT. TECH SPEC AS PER 18.00.00 OF TECHNICAL SPECIFICATION SECTION VI - PART B
99.02 |  | NUMERICAL RELAY WITH SHORT CIRCUIT PROTECTION (50) + EARTH FAULT PROTECTION (50N)+ 51 + 51N + THERMAL OVER LOAD PROTERCTION + NEGATIVE SEQUENCE PROTECTION (46) + RESTART INHIBITION PROTECTION (49) + LOCKED ROTOR PROTECTION + RESIDUAL EARTH FAULT PROTECTION + TRIP CIRCUIT SUPERVISION (95) + CIRCUIT BREAKER MONITORING + PT FUSE FAILURE + ENERGY METERING + CURRENT, VOLTAGE & FREQUENCY MEASURENMENT + SYNCH CHECK FEATURE + MASTER TRIP (86). NO EXTERNAL SEPARATE MASTER TRIP RELAY. LOCAL FRONT PORT FOR COMMUNICATION WITH LAPTOP AND ONE RJ45 PORT ON IEC 64850. NO OF DI/DO AS PER SCHEME REQUIREMENT. TECH SPEC AS PER 18.00.00 OF TECHNICAL SPECIFICATION SECTION VI - PART B
99.03 |  | NUMERICAL RELAY WITH SHORT CIRCUIT PROTECTION (51) + EARTH FAULT PROTECTION (51N)+ 50 + 50N + OVER LOAD PROTECTION + RESIDUAL EARTH FAULT PROTECTION + TRIP CIRCUIT SUPERVISION (95) + CIRCUIT BREAKER MONITORING + PT FUSE FAILURE + ENERGY METERING + CURRENT, VOLTAGE & FREQUENCY MEASURENMENT + SYNCH CHECK FEATURE + MASTER TRIP (86). NO EXTERNAL SEPARATE MASTER TRIP RELAY. LOCAL FRONT PORT FOR COMMUNICATION WITH LAPTOP AND ONE RJ45 PORT ON IEC 64850. NO OF DI/DO AS PER SCHEME REQUIREMENT. TECH SPEC AS PER 18.00.00 OF TECHNICAL SPECIFICATION SECTION VI - PART B
99.04 |  | NUMERICAL RELAY WITH SHORT CIRCUIT PROTECTION (51) + EARTH FAULT PROTECTION (51N)+ 50 + 50N + OVER LOAD PROTECTION + RESTRICTED EARTRH FAULT PROTECTION + RESIDUAL EARTH FAULT PROTECTION + TRIP CIRCUIT SUPERVISION (95) + CIRCUIT BREAKER MONITORING + PT FUSE FAILURE + ENERGY METERING + CURRENT, VOLTAGE & FREQUENCY MEASURENMENT + SYNCH CHECK FEATURE + MASTER TRIP (86) + REVERSE POWER PROTECTION + DG NEUTRAL DISPLACEMENT + DG MONITORING +. NO EXTERNAL SEPARATE MASTER TRIP RELAY. LOCAL FRONT PORT FOR COMMUNICATION WITH LAPTOP AND ONE RJ45 PORT ON IEC 64850. NO OF DI/DO AS PER SCHEME REQUIREMENT. TECH SPEC AS PER 18.00.00 OF TECHNICAL SPECIFICATION SECTION VI - PART B
99.05 |  | NUMERICAL RELAY WITH SHORT CIRCUIT PROTECTION (51) + EARTH FAULT PROTECTION (51N)+ 50 + 50N + OVER LOAD PROTECTION + RESTRICTED EARTRH FAULT PROTECTION + RESIDUAL EARTH FAULT PROTECTION + TRIP CIRCUIT SUPERVISION (95) + CIRCUIT BREAKER MONITORING + PT FUSE FAILURE + ENERGY METERING + CURRENT, VOLTAGE & FREQUENCY MEASURENMENT + SYNCH CHECK FEATURE + MASTER TRIP (86). NO EXTERNAL SEPARATE MASTER TRIP RELAY. LOCAL FRONT PORT FOR COMMUNICATION WITH LAPTOP AND ONE RJ45 PORT ON IEC 64850. NO OF DI/DO AS PER SCHEME REQUIREMENT. TECH SPEC AS PER 18.00.00 OF TECHNICAL SPECIFICATION SECTION VI - PART B
99.06 |  | MASTER TRIP RELAY (HAND RESET EM TYPE)
99.07 |  | BREALER CONTACT MULTIPLICATION RELAY(EM TYPE)
99.08 |  | TRIP CIRCUIT SUPERVISION RELAY(EM TYPE)
99.09 |  | CHCEK SYNC RELAY(EM TYPE)
99.1 |  | CHCEK SYNC RELAY(NUMERICAL/ELECTRONIC TYPE)
99.11 |  | DC UNDER VOLTAGE RELAY(EM TYPE)
99.12 |  | DC OVER VOLTAGE RELAY(EM TYPE)
99.13 |  | AC UNDER VOLTAGE RELAY(EM TYPE)
99.14 |  | AC UNDER VOLTAGE RELAY(NUMERICAL/ELECTRONIC TYPE)
99.15 |  | BATERY EARTH FAULT RELAY (EM TYPE)
99.16 |  | BATERY EARTH FAULT RELAY(NUMERICAL/ELECTRONIC TYPE)
99.17 |  | OVER CURRENT RELAY (NUMERICAL/ELECTRONIC TYPE)
99.18 |  | OVER CURRENT RELAY (EM TYPE)
99.19 |  | EARTH LEAKAGE RELAY
99.2 |  | CAEM-21 BATTERY EARTH FAULT RELAY
99.21 |  | CAG 12 INSTANTANEOUS EARTH FAULT RELAY
99.22 |  | CAG 14 INSTANTANEOUS EARTH FAULT RELAY
99.23 |  | CAG 34 INSTANTANEOUS EARTH FAULT RELAY
99.24 |  | CAG 37 INSTANTANEOUS EARTH FAULT RELAY
99.25 |  | CCUM 21 DEFINITE TIME INVERSE POWER RELAY
99.26 |  | CDG 11 OVERCURRENT AND EARTH FAULT RELAY
99.27 |  | CDG 12 OVERCURRENT AND EARTH FAULT RELAY
99.28 |  | CDG 31 OVERCURRENT AND EARTH FAULT RELAY
99.29 |  | CDG 61 OVERCURRENT AND EARTH FAULT RELAY
99.3 |  | CDV 62 VOLTAGE CONTROLLED & RESTRAINED OVER CURRENT RELAY
99.31 |  | CTMM-501 STATIC TYPE MOTOR PROTECTION RELAYS
99.32 |  | CTU 12 SENSITIVE EARH FAULT RELAY
99.33 |  | CTU 32 SENSITIVE EARH FAULT RELAY
99.34 |  | VAA 11 AUXILIARY RELAY
99.35 |  | VAA 21 AUXILIARY RELAY
99.36 |  | VAG 11 UNDERVOLTAGE RELAY
99.37 |  | VAG-21 UNDERVOLTAGE RELAY
99.38 |  | VAGM 23 VOLTAGE PROTECTION RELAY
99.39 |  | VAJC-11 CONTROL RELAY
99.4 |  | VAJHM 13 MASTER TRIP RELAY
99.41 |  | VAJHM 23 MASTER TRIP RELAY
99.42 |  | VAX 31 TRIP CIRCUIT SUPERVISION RELAY
99.43 |  | VDG 14 VOLTAGE NEUTRAL DISPLACEMENT RELAY
99.44 |  | VTT 11 TIME DELAY RELAY
99.45 |  | VTT 12 DEFINITE TIME DELAY RELAY
100 | IPR | INTERPOSING RELAYS
100.01 |  | INTERPOSING RELAY WITH FREE WHEELING DIODE AND LED
101 | NEUTRAL LINK | NEUTRAL LINK
101.01 |  | 20A FOR CONTROL CKT. & POWER CKT. UPTO 25A MCCB RATING
101.02 |  | 32A FOR 50A MCCB RATING
101.03 |  | 63A FOR 100A & 125A MCCB RATING
101.04 |  | 125A FOR 250A MCCB RATING
101.05 |  | 250A FOR 400A & 500A MCCB RATING
102 | OTHERS | OTHER ITEMS
102.01 |  | LAPTOP PC ALONGWITH SOFTWARE & HARDWARE
102.02 |  | 3 PIN SOCKET - 5A, 110V AC, 3PIN
102.03 |  | THERMOSTAT, DIAL TYPE
102.04 |  | SPACE HEATER
102.05 |  | PANEL ILLUM LAMP WITH HOLDER
102.06 |  | SINGLE PHASE PREVENTER
102.07 |  | SECONDARY ISOLATING CONTACT BLOCK
102.08 |  | CONTROL TERMINAL (FIXED)
102.09 |  | METROSIL
102.1 |  | STABILISING RESISTOR
102.11 |  | POWER SOCKET
102.12 |  | DOOR SWITCH
102.13 |  | DIODE FOR DC CONTROL SUPPLY
103 | Foundation Frame | Foundation Frame MCC panel
103.01 |  | upto 1600A (SF)
103.02 |  | 2500A (SF)
103.03 |  | 3000A (SF)
103.04 |  | 4000A (SF)
103.05 |  | upto 1600A (DF)
103.06 |  | 2500A (DF)
103.07 |  | 3000A (DF)
103.08 |  | 4000A (DF)
104 | Foundation Frame | 220V DCDB panel
104.01 |  | SF
104.02 |  | DF
105 | Foundation Frame | PCC / PMCC panel
105.01 |  | upto 1600A
105.02 |  | 2500A
105.03 |  | 3000A
105.04 |  | 4000A
106 | Connection | Connection from PMCC/MCC panel to PMCC/MCC panel Bus bar Link per meter cost
106.01 |  | 250A
106.02 |  | 400A
106.03 |  | 630A
106.04 |  | 800A
106.05 |  | 1000A
106.06 |  | 1600A
106.07 |  | 2500A
106.08 |  | 3000A
106.09 |  | 4000A
107 | Cable Glands | Single Compression Cable Glands for cable sizes:
107.01 |  | 2C X 2.5 Sq. mm.
107.02 |  | 3C X 2.5 Sq. mm.
107.03 |  | 5C X 2.5 Sq. mm.
107.04 |  | 7C X 2.5 Sq. mm.
107.05 |  | 12C X 2.5 Sq. mm.
107.06 |  | 16C X 2.5 Sq. mm.
107.07 |  | 2C X 10 Sq. mm.
107.08 |  | 2C X 16 Sq. mm.
107.09 |  | 2C X 25 Sq. mm.
107.1 |  | 2C X 35 Sq. mm.
107.11 |  | 2C X 50 Sq. mm.
107.12 |  | 2C X 70 Sq. mm.
107.13 |  | 2C X 95 Sq. mm.
107.14 |  | 3C X 2.5 Sq. mm.
107.15 |  | 3C X 10 Sq. mm.
107.16 |  | 3C X 16 Sq. mm.
107.17 |  | 3C X 25 Sq. mm.
107.18 |  | 3C X 35 Sq. mm.
107.19 |  | 3C X 50 Sq. mm.
107.2 |  | 3C X 70 Sq. mm.
107.21 |  | 3C X 95 Sq. mm.
107.22 |  | 3C X 150 Sq. mm.
107.23 |  | 3C X 185 Sq. mm.
107.24 |  | 3C X 240 Sq. mm.
107.25 |  | 3.5C X 25 Sq. mm.
107.26 |  | 3.5C X 50 Sq. mm.
107.27 |  | 3.5C X 70 Sq. mm.
107.28 |  | 3.5C X 300 Sq. mm.
107.29 |  | 3.5C X 240 Sq. mm.
107.3 |  | 3.5C X 185 Sq. mm.
107.31 |  | 3.5C X 95 Sq. mm.
107.32 |  | 4C X 16 Sq. mm.
107.33 |  | 4C X 35 Sq. mm.
107.34 |  | 1C X 400 Sq. mm.
107.35 |  | 1C X 630 Sq. mm.
108 | Cable Glands | Double Compression Cable Glands for cable sizes:
108.01 |  | 2C X 2.5 Sq. mm.
108.02 |  | 3C X 2.5 Sq. mm.
108.03 |  | 5C X 2.5 Sq. mm.
108.04 |  | 7C X 2.5 Sq. mm.
108.05 |  | 12C X 2.5 Sq. mm.
108.06 |  | 16C X 2.5 Sq. mm.
108.07 |  | 2C X 10 Sq. mm.
108.08 |  | 2C X 16 Sq. mm.
108.09 |  | 2C X 25 Sq. mm.
108.1 |  | 2C X 35 Sq. mm.
108.11 |  | 2C X 50 Sq. mm.
108.12 |  | 2C X 70 Sq. mm.
108.13 |  | 2C X 95 Sq. mm.
108.14 |  | 3C X 2.5 Sq. mm.
108.15 |  | 3C X 10 Sq. mm.
108.16 |  | 3C X 16 Sq. mm.
108.17 |  | 3C X 25 Sq. mm.
108.18 |  | 3C X 35 Sq. mm.
108.19 |  | 3C X 50 Sq. mm.
108.2 |  | 3C X 70 Sq. mm.
108.21 |  | 3C X 95 Sq. mm.
108.22 |  | 3C X 150 Sq. mm.
108.23 |  | 3C X 185 Sq. mm.
108.24 |  | 3C X 240 Sq. mm.
108.25 |  | 3.5C X 25 Sq. mm.
108.26 |  | 3.5C X 50 Sq. mm.
108.27 |  | 3.5C X 70 Sq. mm.
108.28 |  | 3.5C X 300 Sq. mm.
108.29 |  | 3.5C X 240 Sq. mm.
108.3 |  | 3.5C X 185 Sq. mm.
108.31 |  | 3.5C X 95 Sq. mm.
108.32 |  | 4C X 16 Sq. mm.
108.33 |  | 4C X 35 Sq. mm.
108.34 |  | 1C X 400 Sq. mm.
108.35 |  | 1C X 630 Sq. mm.
109 | Cable lugs | Cable Lugs for sizes:
109.01 |  | 2.5 Sq. mm.
109.02 |  | 10 Sq. mm.
109.03 |  | 16 Sq. mm.
109.04 |  | 25 Sq. mm.
109.05 |  | 35 Sq. mm.
109.06 |  | 50 Sq. mm.
109.07 |  | 70 Sq. mm.
109.08 |  | 95 Sq. mm.
109.09 |  | 120 Sq. mm.
109.1 |  | 150 Sq. mm.
109.11 |  | 185 Sq. mm.
109.12 |  | 240 Sq. mm.
109.13 |  | 300 Sq. mm.
109.14 |  | 400 Sq. mm.
109.15 |  | 630 Sq. mm.
110 | Module Name plate | Module Name plate
110.01 |  | Module Name plate
111 | Wires for Secondary wiring: | Wires for Secondary wiring:
111.01 |  | 1.5 Sq. mm. per meter
111.02 |  | 2.5 Sq. mm. per meter
111.03 |  | 4.0 Sq. mm. per meter
112 | Control Terminal for Secondary wiring | Control Terminal for Secondary wiring suitable for cable size:
112.01 |  | 0.5 Sq. mm.
112.02 |  | 1.5 Sq. mm.
112.03 |  | 2.5 Sq. mm.
113 | ISMC channels | ISMC channels
113.01 |  | ISMC 75 channel per meter
113.02 |  | ISMC 100 channel per meter
114 | MCC Panel (Double Front Drawout Type) | MCC Panel (Double Front Drawout Type) with Al Vertical Bus Bar
114.01 |  | 250 / 250A
114.02 |  | 400 / 400A
114.03 |  | 630 / 630A
114.04 |  | 800 / 630A
114.05 |  | 1250 / 630A
114.06 |  | 1000 / 630A
114.07 |  | 1600 / 630A
114.08 |  | 2000 / 630A
114.09 |  | 2500 / 630A
114.1 |  | 3200 / 630A
114.11 |  | 4000 / 630A
115 | ETHERNET SWITCH | ETHERNET SWITCH
115.01 |  | 8 PORT
115.02 |  | 16 PORT
115.03 |  | 24 PORT
116 | ADDITION ITEMS | ANY OTHER ITEM WHICH MAY BE REQUIRED FOR ADDITION / DELETION DURING DETAILED ENGINEERING
116.01
116.02
116.03
116.04
116.05
116.06
116.07
116.08
116.09
116.1