## Price Bid
Section BB to Corrigendum ref: BHE/PW/PUR/TLRPT-AHP-CVL/2691/Corg 04 Dtd 18/01/2023
Revised Excel Sheet For Calculation Purpose Only
For the convenience of bidders, BHEL has issued this excel sheet with all requisite formulae (break up of price). However this excel sheet shall not form part of contract.
Job: Civil and Architecture Works of Ash Handling Plant, Roads & Drains and Other Miscellaneous Foundations/ Structures etc. at 2x660 MW NTPC Talcher
ST NO | Item Description | UNIT | Qty | Rate | Value | Weightage
A | Construction and maintenance of labour colony having adequate no. of rest rooms along with toilets & fencing etc. as per drawing attached and TCC including associated civil and structural works on built, own and operate basis. Proposal for construction of these hutment is to be got approved from BHEL before organizing material and execution. One-time payment towards construction/development of labour colony of 03 Sets as per drawing attached and as above shall be paid by BHEL as per following payment terms: i) On receipt of material for each set of labour colony at site - 50% ii) On completion of installation of labour colony for each set - 20% iii) Handing over for accommodation of labour with all amenities for each set - 30% Land for labour colony shall be provided by BHEL free of cost as per availability outside project area within 5Km, Necessary levelling/dressing of land shall be done by the contractor. All arrangement for electricity and drinking/service water to be arranged by the contractor within his quoted price. | LS | 1 | 15000000 | 15000000 | FIXED RATE
Continued….A | The labour colony shall be handed over for accommodation with all amenities within Three (03) Months from date of start. Date of start shall be decided jointly by BHEL/NTPC and Contractor based on availability of Land, Fronts, etc. If the contractor fails to maintain the required progress of work which results in delay in the completion of the labour colony as per above completion period, BHEL shall have the right to impose Penalty at the rate of Rs. 75,000/- per weeks of delay or part thereof beyond Three (03) Months of completion period for a maximum delay of Three (03) Months. In case, contractor fails to complete the labour colony within Six (06) Months Period, BHEL reserves the right to execute the work at risk and cost of contractor. Risk & Cost Amount= [(A-B) + (A x H/100)] Where, A= Value of Balance scope of Work new contract B= Value of Balance scope of Work of this contract being paid to the contractor. H = Overhead Factor to be taken as 5 In case (A-B) is less than 0 (zero), value of (A-B) shall be taken as 0 (zero). |  | -
B1 | Supply and installation of PTZ camera as per specification - 3MP Resolution | Nos. | 6 | 0 | 0 | 0.070236
B2 | Extra over Item No. B1 for Supply and installation of PTZ camera as per specification - 4MP Resolution in place of 3MP Resolution. | Nos | 6 | 0 | 0 | 0.057749
100 | EARTH WORK: Earth work In excavation, backfilling and disposal including all labour, matrial, equipments etc complete as per specification, drawing and as directed by engineer- in-charge for the following. |  | -
101 | Earth work in excavation in all types of soil including ash which can be excavated by any means including setting out, levelling, dewatering (but excluding special type of dewatering viz. well point method), shoring & strutting (wherever required), dressing the sides & bottom, all lifts, ramming/compacting the excavated bottom, stacking, disposal of surplus excavated materials within a lead upto 1Km, spreading/levelling of disposed materials etc all complete for following depths below ground level. |  | -
a | Depth from ground level but not exceeding 2 m | CUM | 49989.3333 | 0 | 0 | 1.3394
b | Depth exceeding 2 m but not exceeding 4 m | CUM | 4537.3333 | 0 | 0 | 0.15226
c | Depth exceeding 4 m but not exceeding 6 m | CUM | 1145.3333 | 0 | 0 | 0.047968
d | Depth exceeding 6 m but not exceeding 8 m | CUM | 10 | 0 | 0 | 0.00052286
102 | Extra over ST No. 101 for dewatering of ground water by well point method as per IS 9759. | CUM | 20956 | 0 | 0 | 1.8425
103 | Earth work in excavation in soft rock (rock without any recovery of exacavated materials in the form of hard stone/boulder) including weathered rock which can be excavated by means of crow bar, pick axe, pneumatic rock breaker attachment with excavator machine etc but does not require chiselling or blasting including setting out, levelling, dewatering (wherever required), shoring & strutting (wherever required), dressing the sides & bottom, all lifts, ramming/compacting the excavated bottom, stacking, disposal of surplus excavated materials within a lead upto 1 Km, spreading / levelling of disposed materials etc all complete for following depths below ground level. |  | -
a | Depth from ground level but not exceeding 2 m | CUM | 110 | 0 | 0 | 0.004378
b | Depth exceeding 2 m but not exceeding 4 m | CUM | 25091 | 0 | 0 | 1.1984
c | Depth exceeding 4 m but not exceeding 6 m | CUM | 4002 | 0 | 0 | 0.22936
d | Depth exceeding 6 m but not exceeding 8 m | CUM | 10 | 0 | 0 | 0.00068775
104 | Earth work in excavation upto any depth below ground level in hard rock requiring blasting (but excluding controlled blasting) including wedging, line drilling, pre shearing etc as required for grading, setting out, levelling, dewatering (wherever required), dressing the sides & bottom, all lifts, necessary licenses/statuatory clearances for blasting, supply, storage & handling of blasting materials, stacking/disposal of surplus excavated material within a lead upto 1 Km, spreading / levelling of disposed materials etc all complete as per specification, drawing and as directed by the engineer-in-charge. |  | -
a | Depth from ground level but not exceeding 2 m | CUM | 15 | 0 | 0 | 0.0011667
b | Depth exceeding 2 m but not exceeding 4 m | CUM | 875 | 0 | 0 | 0.081714
c | Depth exceeding 4 m but not exceeding 6 m | CUM | 428 | 0 | 0 | 0.047986
d | Depth exceeding 6 m but not exceeding 8 m | CUM | 20 | 0 | 0 | 0.0026898
105 | Earth work in excavation in hard rock requiring controlled blasting including wedging, line drilling, pre shearing etc as required, setting out, levelling, dewatering (wherever required), shoring & strutting (wherever required), dressing the sides & bottom, all lifts, necessary licenses/statuatory clearances for blasting, supply, storage & handling of blasting materials, stacking/disposal of surplus excavated material within a lead upto 1 Km, spreading / levelling of disposed materials etc all complete for following depths below ground level. |  | -
a | Depth from ground level but not exceeding 2 m | CUM | 10 | 0 | 0 | 0.00081942
b | Depth exceeding 2 m but not exceeding 4 m | CUM | 875 | 0 | 0 | 0.086039
c | Depth exceeding 4 m but not exceeding 6 m | CUM | 1714 | 0 | 0 | 0.20242
d | Depth exceeding 6 m but not exceeding 8 m | CUM | 10 | 0 | 0 | 0.0014177
106 | Earth work in excavation upto any depth below ground level in hard rock requiring chiselling including wedging, line drilling, pre shearing etc as required for grading, setting out, levelling, dewatering (wherever required), dressing the sides & bottom, all lifts, stacking/disposal of surplus excavated material within a lead upto 1 Km, spreading / levelling of disposed materials etc all complete as per specification, drawing and as directed by the engineer-in-charge. |  | -
a | Depth from ground level but not exceeding 2 m | CUM | 10 | 0 | 0 | 0.0047292
b | Depth exceeding 2 m but not exceeding 4 m | CUM | 875 | 0 | 0 | 0.49666
c | Depth exceeding 4 m but not exceeding 6 m | CUM | 207 | 0 | 0 | 0.14097
d | Depth exceeding 6 m but not exceeding 8 m | CUM | 10 | 0 | 0 | 0.0081733
A106 | Providing scaffolding pipes (6m Length) with clamps and barricading the excavated pit of required height as per safety norms. The scaffolding pipes with clamps will be under control of BHEL and can be used any where by BHEL during entire duration of contract period. | Nos | 1500 | 0 | 0 | 0.03941
A107 | Earthwork in Back filling upto any depth below ground level around foundations, plinths, trenches, drains etc to proper grade and level in layers not exceeding 300 mm compacted thickness using/with selected materials from compulsorily excavated earth available within a lead upto 1 Km and compacted as specified including re-excavation of stacked earth, watering, ramming/compaction by manual/mechanical means, dressing etc all complete.for the following. |  | -
a | Each layer compacted so as to achieve at least 90% maximum dry density as per IS-2720 (Part-VII) | CUM | 27929 | 0 | 0 | 0.6902
b | Each layer compacted so as to achieve at least 95% maximum dry density as per IS-2720 (Part-VII) | CUM | 130 | 0 | 0 | 0.0035846
A108 | Earthwork in Back filling upto any depth below ground level around foundations, plinths, trenches, drains etc to proper grade and level in layers not exceeding 300mm compacted thickness using/with selected earth directly from excavation within a lead upto 1Km and compacted as specified including re-excavation of stacked earth, watering, ramming/compaction by manual/mechanical means, dressing etc all complete.for the following. |  | -
a | Each layer compacted so as to achieve at least 90% maximum dry density as per IS-2720 (Part-VII) | CUM | 25210 | 0 | 0 | 0.29511
b | Each layer compacted so as to achieve at least 95% maximum dry density as per IS-2720 (Part-VII) | CUM | 160 | 0 | 0 | 0.0020394
109 | Extra over ST No. 101 and 103 to 108 for carriage of material/earth for every 500m or part thereof beyond an initial lead of 1km. |  | -
a | Carriage for stacking/ backfilling of serviceable material/ earth | CUM | 100 | 0 | 0 | 0.00026013
b | Carriage for disposal of serviceable/unserviceable material/ earth | CUM | 37485 | 0 | 0 | 0.09751
A111 | Supplying and filling sand upto any depth under floors, around foundations, plinths etc. in layers not exceeding 300 mm compacted thickness and compacted so as to achieve at least 80% relative density as per IS-2720 (Part-XIV) including spreading, watering, ramming/compaction by manual / mechanical means, dressing, royalty (if any) etc. all complete. | CUM | 200 | 0 | 0 | 0.046095
200 | CONCRETE WORK: Providing and placing concrete work including cost of labour, materials (unless otherwise specified in BOQ/contract specification) and equipment for handling, transportation, batching, mixing, placing, vibrating and curing (excluding cost of centering, shuttering and reinforcement) with mechanised equipments like batching plant, transit mixer, concrete pump etc. complete as per drawing, specifications and as per direction of engineer in charge for the following. (Cement shall be provided by BHEL free of cost however, Fly Ash shall be collected with a nominal charge of Rs. 1 per MT from TSTPP Kaniha). |  | -
A201 | Design Mix Concrete of grade M7.5 (with maximum replacement of river sand up to 50% quantity by mass with coarse bottom ash) as mass filling course, lean concrete, levelling course, mud mat under and around foundations/floors, at any depth below finished floor level etc. (Cement shall be issued by BHEL free of cost as per TCC. Bottom Ash shall be obtained from TSTPP Kaniha at nominal charge of Rs. 1 per MT and its transportation from TSTPP Kaniha to NTPC Talcher project site shall be in bidder scope) | CUM | 3393 | 0 | 0 | 3.0106
B201 | Extra over item no. A201 for using Concrete of grade M7.5 (1 part cement, 4 part sand, 8 parts of 40 mm graded aggregate by volume) in place of Design Mix Concrete of grade M7.5 (with maximum replacement of river sand up to 50% quantity by mass with coarse bottom ash). (Cement shall be issued by BHEL free of cost as per TCC). | CUM | 3393 | 0 | 0 | 0.11562
A202 | Design Mix Concrete of grade M10 (with maximum replacement of river sand up to 50% quantity by mass with coarse bottom ash) as lean concrete, levelling course, mud mat under and around foundations/floors at any depth below finished floor level etc. (Cement shall be issued by BHEL free of cost as per TCC. Bottom Ash shall be obtained from TSTPP Kaniha at nominal charge of Rs. 1 per MT and its transportation from TSTPP Kaniha to NTPC Talcher project site shall be in the scope of bidder) | CUM | 146 | 0 | 0 | 0.12955
B202 | Extra over item no. A202 for using Concrete of grade M10 (1 part cement, 3part sand, 6 parts of 40 mm graded aggregate by volume) in place of Design Mix Concrete of grade M10 (with maximum replacement of river sand up to 50% quantity by mass with coarse bottom ash). (Cement shall be issued by BHEL free of cost as per TCC). | CUM | 146 | 0 | 0 | 0.0049753
A203 | Design Mix Concrete of grade M15 (with maximum replacement of river sand up to 50% quantity by mass with coarse bottom ash) as lean concrete, levelling course, mud mat under and around foundations/floors at any depth below finished floor level etc. (Cement shall be issued by BHEL free of cost as per TCC. Bottom Ash shall be obtained from TSTPP Kaniha at nominal charge of Rs. 1 per MT and its transportation from TSTPP Kaniha to NTPC Talcher project site shall be in the scope of bidder) | CUM | 83 | 0 | 0 | 0.073647
B203 | Extra over item no. A203 for using Concrete of grade M15 (1 part cement, 2 part sand, 4 parts of 40 mm graded aggregate by volume) in place of Design Mix Concrete of grade M7.5 (with maximum replacement of river sand up to 50% quantity by mass with coarse bottom ash). (Cement shall be issued by BHEL free of cost as per TCC. | CUM | 83 | 0 | 0 | 0.0028284
A204 | Design Mix Concrete of grade M20 (with maximum replacement of river sand up to 50% quantity by mass with coarse bottom ash) as lean concrete, levelling course, mud mat under and around foundations/floors at any depth below finished floor level etc. (Cement shall be issued by BHEL free of cost as per TCC. Bottom Ash shall be obtained from TSTPP Kaniha at nominal charge of Rs. 1 per MT and its transportation from TSTPP Kaniha to NTPC Talcher project site shall be in the scope of bidder) | CUM | 20 | 0 | 0 | 0.016628
B204 | Extra over item no. A204 for using Concrete of grade M20 (1 part cement, 1.5 part sand, 3 parts of 20 mm graded aggregate by volume) in place of Design Mix Concrete of grade M 15 (with maximum replacement of river sand up to 50% quantity by mass with coarse bottom ash). (Cement shall be issued by BHEL free of cost as per TCC. | CUM | 20 | 0 | 0 | 0.00068155
C204 | Extra over item no. A204 for using Design Mix Concrete of grade M20 in place of Design Mix Concrete of grade M20 (with maximum replacement of river sand up to 50% quantity by mass with coarse bottom ash). | CUM | 20 | 0 | 0 | 0.0014047
A204(A) | Design Mix Concrete of grade M25 under floors, paving, plinth protection, pipe encasing etc complete (with maximum replacement of river sand up to 50% quantity by mass with coarse bottom ash). (Cement shall be issued by BHEL free of cost as per TCC. Bottom Ash shall be obtained from TSTPP Kaniha at nominal charge of Rs. 1 per MT and its transportation from TSTPP Kaniha to NTPC Talcher project site shall be in the scope of bidder) | CUM | 167 | 0 | 0 | 0.14818
B204(A) | Extra over item no. A204(A) for Concrete of grade M25 (1 part cement, 1 part sand, 2 parts of 20 mm graded aggregate by volume) in place of Design Mix Concrete of grade M25 under floors, paving, plinth protection, pipe encasing etc complete (with maximum replacement of river sand up to 50% quantity by mass with coarse bottom ash) under floors, paving, plinth protection, pipe encasing etc complete. (Cement shall be issued by BHEL free of cost as per TCC. | CUM | 167 | 0 | 0 | 0.0056909
A205 | Providing and laying Design Mix cement concrete conforming to IS:456 & IS 10262-2009 for reinforced concrete works with coarse sand and graded hard stone aggregate of 20mm nominal size in foundations/substructure, grade slab, paving, drains, under floors, pipe encasement etc at all level below finished floor level, any shape, position or thickness etc complete including use with high performance PCE-based BIS approved water reducing admixture of Type-G as per ASTMC-494 of approved make FOSROC/SIKA/BASF or Equivalent having minimum water reduction capability of 30% to achieve required slump in concrete all complete as per specification & drawing for the following. (Cement shall be issued by BHEL free of cost as per TCC) |  | -
a | M 25 Grade | CUM | 14200 | 0 | 0 | 14.0958
b | M 30 Grade | CUM | 150 | 0 | 0 | 0.15015
c | M 35 Grade | CUM | 150 | 0 | 0 | 0.15136
B205 | Extra over item No. A205 for using OPC-43 grade & Fly ash as maximum 25% weight of total cementitious material shall be replaced by Fly ash conforming to IS-3812, Part-1, 2013 (or latest) in the design mix cement concrete. (Cement shall be issued by BHEL free of cost as per TCC. Fly Ash shall be obtained from TSTPP Kaniha at nominal charge of Rs. 1 per MT and its transportation from TSTPP Kaniha to NTPC Talcher project site shall be in the scope of bidder) |  | -
a | M 25 Grade | CUM | 14200 | 0 | 0 | 0.062796
b | M 30 Grade | CUM | 150 | 0 | 0 | 0.00074138
c | M 35 Grade | CUM | 150 | 0 | 0 | 0.00074138
A206 | Providing and laying Design Mix cement concrete of grade conforming to IS:456 & IS 10262-2009 for reinforced concrete works with coarse sand and graded hard stone aggregate of 20mm nominal size in superstructure at all level above finished floor level, any shape, position or thickness etc complete including use with high performance PCE-based BIS approved water reducing admixture of Type-G as per ASTMC-494 of approved make FOSROC/SIKA/BASF or Equivalent having minimum water reduction capability of 30% to achieve required slump in concrete all complete as per specification & drawing for the following. |  | -
a | M 25 Grade | CUM | 5500 | 0 | 0 | 5.4582
b | M 30 Grade | CUM | 150 | 0 | 0 | 0.15011
c | M 35 Grade | CUM | 100 | 0 | 0 | 0.10091
B206 | Extra over item No. A206 for using OPC-43 grade & Fly ash as maximum 25% weight of total cementitious material shall be replaced by Fly ash conforming to IS-3812, Part-1, 2013 (or latest) in the design mix cement concrete. (Cement shall be issued by BHEL free of cost as per TCC. Fly Ash shall be obtained from TSTPP Kaniha at nominal charge of Rs. 1 per MT and its transportation from TSTPP Kaniha to NTPC Talcher project site shall be in the scope of bidder) |  | -
a | M 25 Grade | CUM | 5500 | 0 | 0 | 0.024322
b | M 30 Grade | CUM | 150 | 0 | 0 | 0.00074138
c | M 35 Grade | CUM | 100 | 0 | 0 | 0.00049425
211 | Providing and encasing of structural steel member with concrete using nominial aggregate size of 12.5mm down. Encased member shall be wrapped with welded wire mesh/chicken wire mesh with proper lap etc. complete as per specification for the following grades. (Payment of welded wire mesh, chicken wire mesh shall be made separately). |  | -
a | M 20 | CUM | 56 | 0 | 0 | 0.051598
b | M 25 -(Design mix) | CUM | 23 | 0 | 0 | 0.021192
A212 | Screed concrete conforming to IS 456 with coarse sand and graded hard stone aggregate 12.5mm/6 mm nominal size (with maximum replacement of river sand up to 50% quantity by mass with coarse bottom ash) including preparation of surface, batching, mixing, leveling on roof / floor at all level or thickness, drains etc complete as per following. (Cement shall be issued by BHEL free of cost as per TCC. Bottom Ash shall be obtained from TSTPP Kaniha at nominal charge of Rs. 1 per MT and its transportation from TSTPP Kaniha to NTPC Talcher project site shall be in the scope of bidder) |  | -
a | 01:02:04 | CUM | 10 | 0 | 0 | 0.0088731
b | 01:01:02 | CUM | 10 | 0 | 0 | 0.0088731
B212 | Extra over item no. A212 for using concrete with coarse sand and graded hard stone aggregate 12.5mm/6 mm nominal size in place of Concrete of equivalent grade (with maximum replacement of river sand up to 50% quantity by mass with coarse bottom ash). (Cement shall be issued by BHEL free of cost as per TCC. |  | -
a | 01:02:04 | CUM | 10 | 0 | 0 | 0.00034077
b | 01:01:02 | CUM | 10 | 0 | 0 | 0.00034077
213 | Providing and laying Design Mix cement concrete as per IS:456 & IS 10262-2009 for reinforced concrete works using graded aggregate for Concrete in precast works like roof slabs/trench covers, fins, lintels, chajas, beams, columns, wall panels, facias etc.at all levels in all kinds of work including formwork/moulds, curing, rendering the top exposed surface with cement sand mortar (1:3), handling, storing, transpoting, all leads, erection without damage, setting in position with cement sand mortar (1:3), filling the gaps between adjacent preacast units with following grade concrete or cement sand mortar (1:3) and including making of holes for bolts for fixing, welding etc.complete with graded aggregate (20/12.5/10 mm) and as per specification and drawing for following grades. |  | -
a | M25 | CUM | 76 | 0 | 0 | 0.13117
b | M30 | CUM | 15 | 0 | 0 | 0.026014
A213 | Extra over item No. 213 for using OPC-43 grade & Fly ash as maximum 25% weight of total cementitious material shall be replaced by Fly ash conforming to IS-3812, Part-1, 2013 (or latest) in the design mix cement concrete. (Cement shall be issued by BHEL free of cost as per TCC. Fly Ash shall be obtained from TSTPP Kaniha at nominal charge of Rs. 1 per MT and its transportation from TSTPP Kaniha to NTPC Talcher project site shall be in the scope of bidder) | CUM | -
a | M25 | CUM | 76 | 0 | 0 | 0.00033609
b | M30 | CUM | 15 | 0 | 0 | 7.4138e-05
214 | Providing and laying Design Mix cement concrete as per IS:456, IS 3370 & IS 10262-2009 for reinforced concrete works using graded aggregate for Concrete in water retaining/conveying structures with high performance PCE-based water reducing admixture of Type-G as per ASTMC-494 of approved make FOSROC/SIKA/BASF or Equivalent having minimum water reduction capability of 30% cum water proofing cement additives to achieve a slump more than 125 mm in concrete as per manufacturers recommendation and conforming to limits of permeability as per IS 2545 and specification with 20 mm nominal size graded aggregate for following grades. Watertightness is to be ensured including structural grouting if required. (Cement shall be issued by BHEL free of cost as per TCC) |  | -
a | M25 | CUM | 24 | 0 | 0 | 0.032795
b | M30 | CUM | 5200 | 0 | 0 | 7.2639
c | M35 | CUM | 20 | 0 | 0 | 0.028453
A214 | Extra over item No. 214 for using OPC-43 grade & Fly ash as maximum 25% weight of total cementitious material shall be replaced by Fly ash conforming to IS-3812, Part-1, 2013 (or latest) in the design mix cement concrete. (Cement shall be issued by BHEL free of cost as per TCC. Fly Ash shall be obtained from TSTPP Kaniha at nominal charge of Rs. 1 per MT and its transportation from TSTPP Kaniha to NTPC Talcher project site shall be in the scope of bidder) | CUM | -
a | M25 | CUM | 24 | 0 | 0 | 0.00010613
b | M30 | CUM | 5200 | 0 | 0 | 0.025701
c | M35 | CUM | 20 | 0 | 0 | 9.885e-05
215 | Dismantling concrete work for all types of structures at all levels including stacking of servicable material to a lead of 500 m and disposal of unservicable material upto a lead of 2 km, cutting of reinforcement, labour, equipment, safety precautions etc all complete as per drawings, specification and instructions of engineer in charge. |  | -
a | Plain cement concrete of all grades | CUM | 50 | 0 | 0 | 0.013566
b | Reinforced cement concrete of all grades | CUM | 250 | 0 | 0 | 0.099956
WR 215A | Demolishing brick work manually/ by mechanical means stacking of servicable material to a lead of 500 m and disposal of unservicable material upto a lead of 2 km, cutting of reinforcement, labour, equipment, safety precautions etc all complete as per drawings, specification and instructions of engineer in charge. |  | -
a | In cement morter | CUM | 80 | 0 | 0 | 0.017674
WR 215B | Dismantling steel work manually/ by mechanical means in built up sections without dismembering and stacking within 50 metres lead as per direction of Engineer-in-charge. (Dismantling structural materials shall be deposited to BHEL, as per direction of Engineering in charge) | Kg | 100000 | 0 | 0 | 0.041621
217 | Extra over and above St No 216 for cutting of reinforcement, all sizes and types including labour, equipment, return of cut reinforcement to store etc all complete as per specification, drawings and instructions of engineer in charge. Measurement shall be on the cross sectional area of reinforcement cut. | SQCM | 10 | 0 | 0 | 1.3007e-05
218 | Cutting Reinforced concrete with mechanised tools like Core drilling machine etc. for cutting pockets, holes, cores in slab, beam, column or foundation as per direction of engineer in charge. | CUDM | 10 | 0 | 0 | 0.00072577
219 | Providing and applying curing compound (water based) of approved make where ever required as per manufacturer's specification. | SQM | 10 | 0 | 0 | 0.00031476
A220 | Design Mix Concrete of grade M10 (with maximum replacement of river sand up to 50% quantity by mass with coarse bottom ash) as Plum cement concrete with 75% graded metal of maximum size 40 mm and 25% plums of maximum size 150 mm. (Cement shall be issued by BHEL free of cost as per TCC. Bottom Ash shall be obtained from TSTPP Kaniha at nominal charge of Rs. 1 per MT and its transportation from TSTPP Kaniha to NTPC Talcher project site shall be in the scope of bidder) | CUM | 10 | 0 | 0 | 0.0083684
B220 | Extra over item no. A220 for using Plum cement concrete 1:3:6 with 75% graded metal of maximum size 40 mm and 25% plums of maximum size 150 mm/ Design Mix Concrete of equivalent grad in place ofe (with maximum replacement of river sand up to 50% quantity by mass with coarse bottom ash). (Cement shall be issued by BHEL free of cost as per TCC) | Cum | 10 | 0 | 0 | 0.00034077
223 | Cutting of existing concrete/ RCC slab (total thickness upto 250mm including floor finsih & deck sheet if any) inside control room/ pump house or anywhere inside boundary using power tools of (DD2E of HILTI/ BOSCH make or equivalent) with low noise and dust including cutting reinforcements, removing the rubbish within a lead of 1 km, including making good the broken edges/ surface with cement mortar, painting, finishing to match with existing finishing, scaffolding/ supporting at all level, all complete and as directed by Engineer (measurements shall be taken as per cutting surface area). | SQM | 25 | 0 | 0 | 0.015946
300 | FORMWORK: Providing, fixing and removing formwork at all elevations for all structures, as per specifications and including all labour, material, scaffoldings and centereing etc. complete as per drawing, specifications and as per direction of engineer in charge for the following. |  | -
301 | Fairface form work with good quality water proof ply wood of minimum 12mm thickness and smooth surface below finished ground floor level for foundations, footings, base of columns, walls, columns, pilasters, beams, mass concrete, trenches etc.including chamfering of edges as per drawing, specification and instruction of engineer in charge.. | SQM | 29467 | 0 | 0 | 4.2236
302 | Fairface form work with good quality water proof ply wood of minimum 12mm thickness and smooth surface above finished ground floor level for columns, beams, suspended floors, roofs, lintels, cantilevers, staircases, landings, balconies, etc. including chamfering of edges as per drawing.for all heights as per specification, drawing and instruction of engineer in charge. | SQM | 22979 | 0 | 0 | 4.0349
B302 | One time payment shall be made for purchase and mobilization of ply wood of approx. size 2.4m x 1.2m x 12mm thick with required battens as per specification for execution of Item No. 301, A301, 302 & A302. The purchased materials shall be the property of contractor however, it shall be handed over to BHEL store for making payment. Issue of these materials shall be as per instruction of BHEL Site-in-Charge. Contractor shall arrange formwork material as per requirement for the complete scope of work however, payment in this BOQ shall be restricted to this quantity only. | Nos. | 2023 | 0 | 0 | 0.93882
304 | Providing, fixing and removing formwork in block-outs/pockets and openings (below 0.1 sqm plan area) at all elevations including cutting, formation of all shapes and all other operations required for making the required shape and size all complete as per specification, drawing and instruction of engineer in charge. |  | -
a | Upto 150 mm depth | Each | 35 | 0 | 0 | 0.0021851
b | Pockets of depths more than 150mm and upto 300 mm depth | Each | 39 | 0 | 0 | 0.0041088
c | Pockets of depths more than 300mm and upto 600 mm depth | Each | 1 | 0 | 0 | 0.0001886
d | Pockets of depths more than 600mm and upto 1000 mm depth | Each | 1 | 0 | 0 | 0.00029629
A305 | Extra over item no.301 and 302 for curved form work for foundations, footings, Columns, beams, walls, trenches, domes, arches etc as per specification. |  | -
a | Extra for Curve Shuttering for Item No. 301/301A | SQM | 125 | 0 | 0 | 0.004032
b | Extra for Curve Shuttering for Item No. 302/ 302A | SQM | 7766 | 0 | 0 | 0.30101
400 | REINFORCEMENT WORK : Reinforcement work including all labour, material (unless otherwise specified in BOQ/contract specification), equipment, transportation, handling etc at all level as per specification, drawings and as directed by engineer - in - charge for the following: |  | -
403 | Transportation, straightening, cutting, bending, placing in position at all level, binding in position of steel reinforcements of TMT steel of grade Fe-500D or 500EQR confirming to IS:1786 including cost of binding wire, labour, scaffolding, transportation to & from stores etc. complete all as per specifications, drawings and as directed by Engineer. (TMT steel shall be issued by BHEL free of cost) | MT | 2910 | 0 | 0 | 7.6107
405 | Providing & fixing of Rebar in existing concrete surface by inserting reinforcemnet bar with Epoxy based suitable bonding compound of Hilti or equivalent make (HIT-RE-500 of Hilti or equivalent make) for interconnection of new R.C. structure with existing R.C. structure. Depth of drilled hole should be suitable to develop maximum recommended strength as per approved manufacturer's recommendation. This item includes supply of all materials including bonding chemicals, T&P required to execute the work, cost of all labour, transportation of chemical, staging to reach work place etc. all complete as directed by Engineer - in - Charge. Random Pull out non destructive test as directed by engineer shall beconducted to ensure strength of bond and same is included in this item. Reinforcement bar shall be paid separately under item no. 402, 403, 405 as applicable. |  | -
a | 12mm Reinforcement bar | Nos. | 10 | 0 | 0 | 0.0010561
b | 16mm Reinforcement bar | Nos. | 10 | 0 | 0 | 0.0016596
c | 20mm Reinforcement bar | Nos. | 10 | 0 | 0 | 0.0023256
406 | Supply and fixing reinforcement bar couplers (of approved manufacturer's as per the relevant IS code) in position for steel reinforcements of TMT steel of grade Fe-500D or 500EQR confirming to IS:1786 including , labour, scaffolding, transportation to & from stores etc complete all as per specifications, drawings and as directed by Engineer.(Agency has to supply reinforcement bar couplers). |  | -
a | 12mm dia | Nos. | 4 | 0 | 0 | 7.1796e-05
b | 16mm dia | Nos. | 4 | 0 | 0 | 9.9891e-05
c | 20mm dia | Nos. | 4 | 0 | 0 | 0.0001259
d | 25mm dia | Nos. | 4 | 0 | 0 | 0.00017585
e | 28mm dia | Nos. | 4 | 0 | 0 | 0.00027054
f | 32mm dia | Nos. | 4 | 0 | 0 | 0.00031216
g | 36mm dia | Nos. | 12 | 0 | 0 | 0.0012143
h | 40mm dia | Nos. | 12 | 0 | 0 | 0.0014952
500 | Roof Treatment works: Roof treatment works including all labour, material (unless otherwise specified in BOQ/contract specification), equipment, transportation, handling, curing, sampling, testing etc at all level as per specification, drawings and as directed by engineer - in - charge.(Material used for rooftreatment shall be CFC & HCFC free. The contractor shall submit documentary proof to GRIHA consultant in support of same). |  | -
501 | Providing and laying underbed grading plaster with cement mortar 1:4 (1 cement : 4 sand) and average thickness of 25 mm including preparation of surface, batching, mixing, leveling etc. all complete. | SQM | 350 | 0 | 0 | 0.0089225
502 | Providing and laying underbed grading plaster with cement mortar 1:4 (1 cement : 4 sand) and average thickness of 15 mm including preparation of surface, batching, mixing, leveling etc all complete. (Cement shall be issued by BHEL free of cost as per TCC) | SQM | 100 | 0 | 0 | 0.0034077
503 | Providing and laying in-situ light weight foam concrete insulation as per relevant IS Code in suitable panels over roofs followed by a layer of 15 mm thick cement sand plaster 1:5 (1 cement: 5 coarse sand) after the curing period of laid foam concrete and providing of expansion joint at intervals as per the recommendation of manufacturer. The insulating properties shall be such that the thermal conductivity shall not exceed 0.125 Kcal/sqm-hr deg C. Cost shall include making of fillets, cleaning & preparation of surface, expansion joints at suitable intervals etc all complete for following. |  | -
a | Average 50 mm thickness | SQM | 10 | 0 | 0 | 0.00029395
b | Average 75 mm thickness | SQM | 100 | 0 | 0 | 0.0043702
c | Average 100 mm thickness | SQM | 10 | 0 | 0 | 0.00057749
504 | Providing and laying rigid insulation (expanded polystyrene blocks) as per relevant IS Code in suitable panels over roofs followed by a layer of 15 mm thick cement sand plaster 1:4 (1 cement: 4 coarse sand) and providing of expansion joint at intervals and filling with sealant in both directions as per the recommendation of manufacturer. The insulating properties shall be such that the thermal conductivity shall not exceed 0.026 Kcal m/m deg C.The block shall be strong enough to withstand without deformation the workload and standard loads expected on the roof. Cost shall include making of fillets, cleaning & preparation of surface, expansion joints at suitable intervals etc all complete for following. |  | -
a | 25 mm thickness of rigid insulation (expanded polystyrene blocks) | SQM | 10 | 0 | 0 | 0.00065033
b | 50 mm thickness of rigid insulation (expanded polystyrene blocks) | SQM | 10 | 0 | 0 | 0.00095468
c | 75 mm thickness of rigid insulation (expanded polystyrene blocks) | SQM | 10 | 0 | 0 | 0.0011394
505 | Providing and laying rigid insulation (extruded polystyrene blocks) as per relevant IS Code in suitable panels over roofs followed by a layer of 15 mm thick cement sand plaster 1:4 (1 cement: 4 coarse sand) and providing of expansion joint at intervals and filling with sealant in both directions as per the recommendation of manufacturer. The insulating properties shall be such that the thermal conductivity shall not exceed 0.026 Kcal m/m deg C or as per specification. The block shall be strong enough to withstand without deformation the workload and standard loads expected on the roof. Cost shall include making of fillets, cleaning & preparation of surface, expansion joints at suitable intervals etc all complete for following. |  | -
a | 25 mm thickness of rigid insulation (expanded polystyrene blocks) | SQM | 10 | 0 | 0 | 0.0012564
b | 50 mm thickness of rigid insulation (expanded polystyrene blocks) | SQM | 10 | 0 | 0 | 0.0017507
c | 75 mm thickness of rigid insulation (expanded polystyrene blocks) | SQM | 10 | 0 | 0 | 0.0022605
A506 | Providing and applying PU based high solid content (minimum 90%) of approved make water proofing treatment with one coat of polyurethane or any other equivalent material based primer with an application rate of minimum 6 sq.m per litre and two successive liquid coatings of high solids content urethane pre-polymers or equivalent material based finish coats as per relevant IS/ASTM standards to form an elastomeric membrane with overall dry film thickness 1.5 mm subject to minimum 500 gm/sqm/coat application rate. Item includes surface preparation.The coating shall have high viscosity, min. 400% elongation and forming a perfectly smooth permanently flexible seamless membrane which should have good adhesion to roof substrates.The cured film should have a very low water absorption rate (0.5% maximum at ambient temperature after 7 days), reinforcing layer of polyscrim cloth (non woven polyscrim cloth of 100% polyester with min. weight of 40gsm/sqm) or geo-textile non woven polyster (120-150 gsm), polymerised mastic base preparation, primer, making of fillets, cleaning & preparation of surface, vaccum removal of loose sand, expansion joints & sealing at suitable intervals, application by using a pneumatic machine as per manufactures recommendations, etc. all complete as per specifications, drawings and direction of engineer in charge. The application of waterproofing treatment shall be carried by authorised applicator of approved Manufacturer of Waterproofing materials. | SQM | 3972 | 0 | 0 | 1.0973
Cont.. A506 |  |  | -
A507 | Providing and laying wearing course consisting of 20 mm thick plain cement mortar 1:4 (1 cement : 4 sand)) cast in panels of maximum size 1.2mx1.2m and reinforced with 0.56 mm dia. galvanised chicken wire mesh and sealing of joints (in grooves of 6mm X 6mm) using silicon /elastomeric compound etc all complete. (Cement shall be issued by BHEL free of cost as per TCC) | SQM | 10 | 0 | 0 | 0.00089485
508 | Providing and laying wearing course consisting of 40mm thick plain cement concrete of grade M15 (1:2:4) with graded aggregate of 12.5mm size cast in panels of maximum size 1.2mx1.2m and reinforced with 0.56 mm dia. galvanised chicken wire mesh and sealing of joints (in grooves of 6mm X 6mm) using silicon /elastomeric compound etc all complete. | SQM | 10 | 0 | 0 | 0.0021643
509 | Providing and laying wearing course consisting of 25mm thick plain cement concrete of proportion M20 (1:1.5:3) with graded aggregate of 12.5mm size cast in panels of maximum size 1.5mx1.5m and reinforced with 0.56 mm dia. galvanised chicken wire mesh and sealing of joints (in grooves of 6mm X 6mm) using silicon /elastomeric compound etc all complete. | SQM | 3972 | 0 | 0 | 0.7987
A510 | Providing and laying cement concrete chequered roof / floor tiles of 22 mm thickness and size min. 200x200 mm conforming to IS 13801 with 8 mm thick 1:4 cement mortar over the top most layer of roofing treatment in pathway or entire area with fine joints including sealing of joints (silicon/elastomeric sealant) and providing expansion gap in both directions including underbed (as per drawings) filled up with (silicon/elastomeric) joint sealant etc all complete. (Water proofing paid elsewhere) (including cost of cement for tiles making). | SQM | 399 | 0 | 0 | 0.093517
511 | Providing and applying two coats of bitumen grade 85/25 as per IS 702 ( @ 1.7kg/sqm)with 1% antistripping compound conforming to IS 6241 in foundation, wall, column etc on concrete surfaces exposed to soil / ash including surface preparation etc. all complete. | SQM | 23357.75 | 0 | 0 | 0.91749
512 | Providing and applying water proofing with blown bitumen bonding material conforming to IS:702 of 65/25 grade in Basements, ducts, pits, tunnels etc below the ground level on the concrete surfaces exposed to soil / ash and up to 150 mm above ground level on outside of walls and top of RCC slab including preparation of surface, brick lining single brick thick with 1:4 cement mortar etc. all complete with following number of layers of bitumen felts: |  | -
a | 2 Layers of felt for depth up to 5m below ground level for floors | SQM | 10 | 0 | 0 | 0.00032777
b | 3 Layers of felt for depth beyond 5m below ground level for walls | SQM | 10 | 0 | 0 | 0.00048385
513 | Providing and mixing water proofing compound conforming to IS:2645 in concrete or cement mortar all complete. | KG | 110 | 0 | 0 | 0.0032621
515 | Providing and applying IP net coating system(min 200 micron thickness) to exposed concrete surfaces of approved make and as per manufacturer's recommendation. | SQM | 10 | 0 | 0 | 0.00085583
516 | Providing and applying epoxy coaltar based coating system, moisture compatible(min 300 micron thickness) to below ground concrete surfaces of approved make and as per manufacturer's recommendation. | SQM | 10 | 0 | 0 | 0.0007934
517 | Providing and laying foam concrete blocks in the toilets/sunken slab etc. after water proofing complete as directed by engineer in charge. | CUM | 10 | 0 | 0 | 0.0057697
600 | JOINTS AND FILLERS: Joints & fillers including all labour, material, equipment, transportation, handling etc at all level as per specification, drawings and as directed by engineer - in - charge. |  | -
601 | Supplying & installation of bitumen impregnated fibre board confirming to IS 1838 as joint filler at joints in concrete including nailing, coating of both faces with coal tar pitch/bitumin etc. all complete. |  | -
a | 12 mm wide joints. | SQM | 105 | 0 | 0 | 0.015897
b | 20 mm wide joints. | SQM | 100 | 0 | 0 | 0.022397
c | 25 mm wide joints | SQM | 15 | 0 | 0 | 0.0040815
d | 50 mm wide joints | SQM | 10 | 0 | 0 | 0.0052339
a | 12 mm wide joints. | SQM | 10 | 0 | 0 | 0.0014593
b | 20 mm wide joints. | SQM | 10 | 0 | 0 | 0.0023256
c | 25 mm wide joints | SQM | 10 | 0 | 0 | 0.0027288
d | 50 mm wide joints | SQM | 10 | 0 | 0 | 0.0051714
603 | Providing and applying polysulphide based sealant conforming to IS:12118 in joints in concrete including cleaning of joints, raking out groove, application of primer, scaffolding etc. all complete for following size grooves: |  | -
a | 25mmX25mm | RM | 80 | 0 | 0 | 0.0086364
b | 50mmX25mm | RM | 75 | 0 | 0 | 0.014984
A604 | Supplying and filling in position hot applied bitumin sealing compund (Grade A) confirming to IS 1834 including cleaning, mixing, heating, pouring/injecting sealing compound in gaps in joints including application of primer etc. all complete.(The sealant should have VOC content limited to 250 grams per litre as prescribed by GRIHA. All necessary documentation (certificates, manufacturer declarations ) to be provided by the contractor to green building consultant. |  | -
a | 10mm X 40mm | RM | 80 | 0 | 0 | 0.00095728
b | 12mm X 25mm | RM | 75 | 0 | 0 | 0.00081942
c | 25mmX25mm | RM | 10 | 0 | 0 | 0.00013267
605 | Supplying and installation of commercial quality of expanded polystyrene products from reliable manufacturers as approved by the Engineer, as filler material in joints including nailing, installation as per manufacturer's recommendation etc. all complete. |  | -
a | 12 mm wide joints. | SQM | 20 | 0 | 0 | 0.00021851
b | 20 mm wide joints. | SQM | 20 | 0 | 0 | 0.00033297
c | 25 mm wide joints | SQM | 10 | 0 | 0 | 0.00021071
d | 50 mm wide joints | SQM | 10 | 0 | 0 | 0.0004032
606 | Providing and installing PVC joint sealing strips of minimum 3mm thickness and minimum width 100 mm at the construction, expansion and isolation joints from reputed manufacturers as a continuous diaphragm to contain the filler material and/ or to exclude passage of water or any other material into or out of the structure, without any longitudinal joint; and shall be procured and installed in largest practicable lengths having a minimum number of transverse joints with jointing procedure as per the manufacturer’s recommendations including the material and tools required for jointing, testing, protection, etc all complete. The joints in rubber seals shall be vulcanished as needed. | RM | 10 | 0 | 0 | 0.00035898
607 | Providing and installing strong and tough alkathene sheet or equivalent of about 1 mm in thickness in isolation joints and shall be fixed by an approved adhesive compound on the cleaned surface of the already set concrete as per the manufacturer’s recommendations, to cover it fully including the material and tools required for jointing, testing, protection, etc all complete. | SQM | 10 | 0 | 0 | 0.00044483
608 | Supplying and filling in position hot applied bitumin sealing compund (Grade B) confirming to IS 1834 including cleaning, mixing, heating, pouring/injecting sealing compound in gaps in joints including application of primer etc. all complete. |  | -
a | 10mm X 40mm | RM | 10 | 0 | 0 | 0.00011966
b | 12mm X 25mm | RM | 10 | 0 | 0 | 0.00010926
c | 20mmX25mm | RM | 10 | 0 | 0 | 0.00013267
609 | Providing and sealing of joints with premium grade silicon sealant ( Silpruf of GE silicons or approved equivalent) including cleaning of joints, raking out groove, joint filler tapes, application of primer, curing, scaffolding etc. all complete as per manufacturer's recommendation for following size groove: |  | -
a | 25mmX25mm | RM | 10 | 0 | 0 | 0.00063472
b | 50mmX25mm | RM | 10 | 0 | 0 | 0.0011056
A610 | Providing and fixing ribbed PVC water stops in joints conforming to IS 12200 & IS 15058 all complete for the following: (Bulb or Kicker type) |  | -
d | 230 mm wide and 6 mm thick | RM | 1177 | 0 | 0 | 0.06246
611 | Providing and fixing copper water stops in joints of deep underground structure all complete for the following: |  | -
b | 230 mm wide and 8 mm thick | RM | 20 | 0 | 0 | 0.011831
612 | Providing and applying approved fire retardant sealant in joints/openings including cleaning of joints/openings, raking out groove, application of primer, scaffolding etc. all complete. |  | -
a | 25mmX25mm | RM | 5 | 0 | 0 | 0.0017065
b | 50mmX25mm | RM | 5 | 0 | 0 | 0.0033297
613 | Providing and fixing G.I strips minimum 1.5mm thk and 150mm wide including fixing accessories etc. all complete. | Kg | 5 | 0 | 0 | 0.00028094
614 | Providing and fixing aluminium strips minimum 18 SWG thk and 300mm wide over expansion joints with minimum lap of 50mm length including brass / aluminium screws, rawl plugs etc. all complete. | Kg | 5 | 0 | 0 | 0.0005892
615 | Providing and fixing 300 mm wide Stainless steel strips over expansion joints with minimum lap of 50mm length including stainless steel screws, rawl plugs etc. all complete. | Kg | 5 | 0 | 0 | 0.0007869
700 | MS EMBEDMENTS: Embedments including all labour, material (unless otherwise specified in BOQ/contract specification), equipment, transportation, handling etc. at all level as per specification, drawings and as directed by engineer - in - charge. |  | -
701 | Supply, fabricating and fixing of mild steel embedments, inserts, pipe sleeves, angle pieces, rungs of various diameters, plates of dimensions as required etc. including welding, bolting, cutting, drilling, scaffolding, setting etc. all complete. Payment Terms: a) On receipt of material site - 60% b) Execution as per item description - 40% | MT | 3 | 0 | 0 | 0.079757
702 | Supply, Fabrication, transportation, delivery at site and erection, installation and alignment of mild steel foundation bolt assembly conforming to IS:2062 and grade 1 of IS:432 in concrete along with nuts, lock nuts (as per IS:1363, 1364 and IS:3138), washers, anchor plates, stiffner plates, protective tape, pipe sleeves, templates etc. including welding, cutting, grinding, threading, drilling etc. all complete. Payment Terms: a) On receipt of material site - 60% b) Execution as per item description - 40% | MT | 10 | 0 | 0 | 0.31101
703 | Same as above items 701 & 702 with BHEL supplied material free of cost including loading, transportation, unloading etc. all complete from BHEL store to plant site. | MT | -
A | Mild steel embedments, inserts, pipe sleeves, angle pieces, rungs of various diameters, plates of dimensions as required etc. | MT | 57.5 | 0 | 0 | 0.32422
B | Mild steel foundation bolt assembly conforming to IS:2062 and grade 1 of IS:432 in concrete along with nuts, lock nuts (as per IS:1363, 1364 and IS:3138), washers, anchor plates, stiffner plates, protective tape, pipe sleeves, templates etc. | MT | 33 | 0 | 0 | 0.20014
704 | Supplying, fabricating, erecting and installing following items in concrete / brickwall for all kind of works, including setting material in concrete, layout, scaffoling, cutting, forming, grinding, drilling, bolting, welding, jointing, testing etc. all complete. Payment Terms: a) On receipt of material at site - 60% b) Execution as per item description - 40% |  | -
a | MS pipes of all diameters | kg | 130 | 0 | 0 | 0.0026716
b | PVC pipes / conduits of all diameters | kg | 75 | 0 | 0 | 0.0073357
c | UPVC pipes / conduits of all diameters | kg | 20 | 0 | 0 | 0.0022267
d | Expansion anchor fasteners (galvanised) of HILTI make(HRD Universal Fastners) or equivalent of safe tensile capacity as specified below for brick work with expansion sleeve of A6 polyamide: |  | -
i | 8mm Dia | Nos | 3 | 0 | 0 | 4.0581e-05
ii | 10mm Dia | Nos | 3 | 0 | 0 | 4.6043e-05
iii | 12mm Dia | Nos | 3 | 0 | 0 | 5.2287e-05
iv | 14mm Dia | Nos | 10 | 0 | 0 | 0.00022371
e | Expansion fasteners (mechanical galvanised) of HILTI make or equivalent of safe tensile capacity as specified below for concrete work with expansion sleeve of stainless steel: |  | -
i | HST3 M8 | Nos | 10 | 0 | 0 | 0.00043442
ii | HST3 M10 | Nos | 10 | 0 | 0 | 0.00063212
iii | HST3 M12 | Nos | 10 | 0 | 0 | 0.0010171
iv | HST3 M16 | Nos | 10 | 0 | 0 | 0.0018183
v | HST3 M20 | Nos | 10 | 0 | 0 | 0.0037069
vi | HST3 M24 | Nos | 10 | 0 | 0 | 0.0061495
f | Chemical Expansion fasteners (galvanised)of HILTI make or equivalent of safe tensile capacity as specified below for concrete work with anchoring rod,nuts,washers,chemicals all complete,etc: |  | -
i | HAS-E5.8 M8 | Nos | 4 | 0 | 0 | 0.0003621
ii | HAS-E5.8 M10 | Nos | 4 | 0 | 0 | 0.00042349
iii | HAS-E5.8 M12 | Nos | 4 | 0 | 0 | 0.00052443
iv | HAS-E5.8 M16 | Nos | 4 | 0 | 0 | 0.00087612
v | HAS-E5.8 M20 | Nos | 4 | 0 | 0 | 0.0014567
vi | HAS-E5.8 M24 | Nos | 10 | 0 | 0 | 0.0048983
707 | Providing, laying and fixing rails (52kg/rm and/or 60kg/rm) and guide rails in concrete for transformer, rail track including cutting of rails, joining of rails, anchoring lugs etc all complete. Payment Terms: a) On receipt of material site - 60% b) Execution as per item description - 40% | MT | 14 | 0 | 0 | 0.34454
800 | GROUTING: Grouting including all labour, material (unless otherwise specified in BOQ/contract specification), equipment, roughening surface, cleaning, ramming, curing etc. at all level , drawings and as directed by engineer - in - charge. |  | -
801 | Providing & grouting with cement slurry mix of approved ratio using pressure pump for water retaining concrete structures as per approved procedure including cost of nipples/ nozzles, cement, admixture, curing, pressure pumps, slurry agitator etc. all complete. Cost shall include fixing of nipples at maximum 500 mm centre to centre spacing, cutting of nipples after completing of grouting, making good of the nipple hole with appropriate non-shrink cement paste, water tightness test etc. all complete wherever specified in the drawing. (Cement shall be issued by BHEL free of cost as per TCC) | SQM | 80 | 0 | 0 | 0.012923
802 | Providing & grouting of pocket holes, pipe sleeves under base plates, machinery, pipe supporting structures etc. with mix 1:1 (1 cement :1 sand ) using non shrink admixture etc. all Complete.(Cement shall be issued by BHEL free of cost as per TCC) | CUM | 10 | 0 | 0 | 0.054851
803 | Providing & grouting of pocket holes, pipe sleeves and under base plate of structural steel work/ machinery/ pipe supporting structures including roughening of surface, cleaning, ramming, curing etc. all complete with mix 1:1:2 (1 cement : 1 coarse sand : 2 aggregate of 6 mm down graded stonechips ) using non shrink admixture as per specification, drawing and direction of engineer-in-charge. (Cost of all material and cleaning the pocket by compressed air shall be in the scope of the contractor). (Cement shall be issued by BHEL free of cost as per TCC) | CUM | 19 | 0 | 0 | 0.10126
804 | Providing & grouting of pocket holes, pipe sleeves and under base plates of structural steel work/ machinery/ pipe supporting structures including roughening of surface, cleaning, ramming, curing etc. all complete with ConbextraGP-1 or equivalent as per specification, drawing and direction of engineer-in-charge. (Cost of all material and cleaning of the pockets by compressed air shall be in the scope of the contractor). | CUM | 1 | 0 | 0 | 0.010996
805 | Providing & grouting of pocket holes, pipe sleeves and under base plates of structural steel work/ machinery/ pipe supporting structures including roughening of surface, cleaning, ramming, curing, etc. all complete with Conbextra GP-2 or equivalent as per specification, drawing and direction of engineer-in-charge.(Cost of all material and cleaning of the pockets by compressed air shall be in the scope of the contractor). | CUM | 6 | 0 | 0 | 0.072393
806 | Providing Chemical (epoxy) injection grouting with pressure pump for water retaining concrete structures conforming to IS:6494, including fixing nozzles, cost of approved chemical, admixture, curing etc. all complete. Payment shall be made as per the consumption of chemical grout. | Kg | 100 | 0 | 0 | 0.042245
807 | Providing on the outer surface of walls, frames, rafts and roof slabs coming in contact with earth, Polymer modified cementitious coating in two layers as specified and as per manufacturer’s specifications shall be provided directly on the concrete surface : 50 mm thick P. C. C. (1 : 2 : 4 with 10 mm nominal size stone aggregates) shall be provided under the raft i.e. over the lean concrete, followed by polymer modified cementitious coating in two layers ( slurry mix application ) as per manufacturer’s specification. 50 mm thick P. C. C. ( 1 : 2 : 4) with 10 mm nominal size stone aggregates shall then be laid over the polymer modified cementitious coating before laying the raft. (Cement will be provide by BHEL as per TCC) | SQM | 1241 | 0 | 0 | 0.087162
808 | Providing Chemical Injection Grouting with Minimum, 12 mm dia (NB) threaded nozzle of suitable length over the surface and along the construction joint line in a grid pattern at a spacing not exceeding 1.5m c/c before concreting operation After the nozzles are fully set, neat cement slurry admixed with water soluble non-shrink polymer / monomer based chemical shall be injected through the net - work of nozzles with low pressure grout pumps at a pressure of about 2.0 Kg/Sqcm. Cement slurry shall be prepared by mixing cement with non-shrink polymer/monomer @ 500 gm/50 kg bag of cement and water, ensuring that Water: Cement ratio does not exceed 2 (by weight). Wetter the structure, lesser should be the water cement ratio. The property of the polymer/monomer should be such that when it is mixed with water @ 0.5% by weight of water, the viscosity of the resultant solution (water and polymer/monomer) should not be more than 1.2 centipoises. Plasticizing agent shall be added wherever required. The grouting shall be started at very low pressure and increased gradually to a required pressure. The grouting shall continue, till the hole refuses to take any further grout, even at an increased pressure. Applied pressure shall not be more than the designed strength of the concrete. After completion of grouting operation, the nozzles shall be sealed properly to the satisfaction of the Engineer. | SQM | 100 | 0 | 0 | 0.016154
900 | DOORS & WINDOWS: Doors, windows, ventilators, louvers, roof ventilators, rolling shutters, partitions including all labour, material (unless otherwise specified in BOQ/contract specification), equipments, transportation, handling, preparation of working drawings etc. at all level as per specification, drawings and as directed by engineer - in - charge. |  | -
901 | Providing and fixing wooden frame conforming to IS 4021 made of best quality seasoned CP teakwood free from large or loose knots, cracks or other defects including sand paper smoothening, hold fasts, beading, primer and finish painting / polishing etc. all complete with proper wood joinery, accurately set to required lines or levels and rigidly secured in place. (Finish painting / polishing paid separately) | CUM | 10 | 0 | 0 | 0.42942
902 | Providing and fixing teak wood frame panel door shutter as per IS 1003 with 35 mm x 150 mm vertical rail & 35mm x 125 mm horizontal rail and 12 mm thick interlocked panels of teakwood with proper wood joinery including beading, preperation of working drawings,godrej or equivalent make mortice lock with handels on both sides,approved ISI mark anodised fittings like door stopper,300mm long tower bolts,16x300mm long aldrops ,125mm long handles on both sides etc. butt hinges, sliding bolt ,knobs, (all fitting shall be anodised aluminium color dyed), screws, primer and finish painting / polishing etc. all complete. (Finish painting / polishing paid separately) | SQM | 10 | 0 | 0 | 0.013064
903 | Providing, fitting and fixing solid core flush door shutter as per IS 2202 part II, 35mm thick homogenous particle board bonded with BWP type phenolformaldihyde synthetic resin, partical board core conforming to IS 3087 type I, 35x12 mm thick teakwood beading all around including preparation of working drawings. godrej or equivalent make mortice lock with handels on both sides,approved ISI mark anodised fittings like door stopper,300mm long tower bolts,16x300mm long aldrops ,125mm long handles on both sides etc. butt hinges, sliding bolt, knobs, (all fittings shall be anoidised aluminium color dyed), finish synthetic paint over primer, screws etc. all complete as per drawing, specification and instruction of engineer in charge. with commercial faces and teak wood edges. (Finish painting paid separately) | SQM | 10 | 0 | 0 | 0.01079
A903 | Providing, fitting and fixing solid core flush door shutter as per IS 2202 part II, 35mm thick homogenous particle board bonded with BWP type phenolformaldihyde synthetic resin, partical board core conforming to IS 3087 type I, 35x12 mm thick teakwood beading all around including preparation of working drawings. godrej or equivalent make mortice lock with handels on both sides,approved ISI mark anodised fittings like door stopper,300mm long tower bolts,16x300mm long aldrops ,125mm long handles on both sides etc. butt hinges, sliding bolt, knobs, (all fittings shall be anoidised aluminium color dyed), finish flat oil paint confirming to IS: 137 over primer, screws etc. all complete as per drawing, specification and instruction of engineer in charge. with commercial faces and teak wood edges. (Finish painting paid separately) | SQM | 10 | 0 | 0 | 0.01079
904 | Providing and fixing single or double steel door shutters with 45 thk flush design shutter comprising of two outer sheets of 18 gauge steel sheets rigidly connected and reinforced inside with continuous vertical 20 gauge stiffeners, spot welded in position at not more than 150mm on centres including void filled with mineral wool (density as per specification), all fittings, air tight, Godrej or equivalent make mortice lock with handle on both sides, shop and final painting etc all complete. | SQM | 75 | 0 | 0 | 0.1496
905 | Providing and fixing single or double steel door shutters with 18 gauge M.S. sheets shutter presenting a flush surface on the outside and inside stiffened with semitubular edge and central stiffening rail which shall convey the lock including fixtures, Godrej or equivalent make mortice lock with handle on both sides, shop and final painting etc all complete. | SQM | 10 | 0 | 0 | 0.021573
906 | Providing and fixing anodized extruded aluminium doors (single or double shutter) conforming to IS:1948, IS:1949 fabricated from extruded sections of HINDALCO/JINDAL or equivalent make having minimum 3mm wall thickness as per IS:1285, IS:733 and anodized and electro color coating of required shade as per IS 1868 ( minimum anodized coating of grade AC15 ). fixed with rawl plugs, expansion fasteners,SS screws / fixing clips necessary filling of gaps at Junctions, at top, bottom & sides with required PVC / neoprene felt for bi-metallic protection etc. Glazing shall be clear float glass of 6mm thickness including snap fit type beading, concealed screws, fixtures, Godrej or equivalent make Mortice lock with handle on both sides, etc all complete. Aluminium section shall be smooth, free of stains, straight, mitred & jointed mechanically wherever required. (Glazing shall be paid separately) Payment Terms: a) On receipt of material at site - 60% b) Execution as per item description - 40% | KG | 650 | 0 | 0 | 0.073214
B907 | Providing and fixing automatically closing fire proof steel flush doors along with frame of minimum 44mm thk flush shutter design comprising of two outer sheets of 18 gauge steel sheets rigidly connected and reinforced inside with continuous vertical 20 gauge stiffeners, spot welded in position at not more than 150mm center to center of approved make conforming to IS : 3614 (part 1) & tested to IS/ISO 3008,satisfying LPA regulations and shall carry a unique label with certification/test report number,fire rating embossment, fixed at all elevations, with or without removable panels,with panic bar,panic trim with following fire rating using galvanised MS sheets for frames conforming to IS 277, made out of minimum 1.6mm (16 SWG) for both frame and shutter, G.I. sheet (min.zinc coating 120 gsm), and leaves, mineral wool / PUF/ any other fire retardant insulation material filled with required density, mastic caulking and grouting the frame, reinforcing and insulating the shutters with fire retardant material, with panic devices, including all fittings, fire rated vision glass, shop painting with approved post office/signal red color fire resistant paint and mineral wool insulation (min.64 kg/cum density) complete and shall be fire proof as per IS:3614, LPA requirements and as per specification.Shop drawings shall be submitted by the fabricator/manufacturer for approval before exectuion Minimum ratings shall be 2 Hrs. All hardware fittings shall be fire rated. | SQM | 10 | 0 | 0 | 0.046616
908 | Providing and fixing steel windows/ventilator with steel sections as per IS:1038, IS:1361 & IS:7452 latest revision including all fittings, metal beadings, hold fasts, shop and final painting ,glazing etc. all complete. (Glazing shall be paid separately) |  | -
a | Openable type | SQM | 245 | 0 | 0 | 0.16946
b | fixed type | SQM | 85 | 0 | 0 | 0.03907
909 | Providing and fixing anodised aluminium work of Jindal, Hindalco or other equivalent approved make for door frames, windows, ventillators, partitions, railing etc with extruded standard tubular and other sections including all fittings & fixtures and accessories of approved make conforming to IS733 and IS1285, anodised and electro color dyed to required shade according to IS 1868 (minimum anodic coating of grade AC15), fixed with rawl plugs, expansion fasteners, SS screws or with fixing clips, including necessary filling of gaps at junctions, at top, bottom and sides with required PVC/neoprene felt for bi-metalic protection etc. including preperation of working drawings, aluminium cleat angle, aluminium snap-on-beading for glazing/panelling, stair case tread nosing, with all fittings and fixtures (like tower bolts, handles, door stopper with rubber shoes, 'L' drops, stays, floor springs, hydraulic door closures etc.), CP brass/stailess steel screws, providing and fixing hinges/pivots, and making provision for fixing of fitting wherever required including cost of PVC/neoprene gasket, all complete as per drawing, specification and instructions of engineer in charge (Glazing and panelling shall be paid seperately).Weight of aluminium section only shall be measure. Payment Terms: a) On receipt of material site - 60% b) Execution as per item description - 40%. | Kg | 275 | 0 | 0 | 0.039273
910 | Providing and fixing of aluminium composite panel(ACP) of following thickness with PVDF or polyester coating for interior partition of approved shade ,color etc all complete as per specification. |  | -
A910 | Providing, fabricating, designing, supplying and fixing of Aluminium composite panel cladding (ACP) in pan shape in solid or metallic colour of approved shades made out of 4mm thick aluminium composite panel (weight of panel should be 7.5 kg/sqmt) material consisting of 3mm thick FR grade Class A2 as per EN 13501,mineral core sandwiched between two Aluminium sheets (each 0.5mm thick).The aluminium composite panel cladding sheet shall be coil coated, with Kynar 500 based PVDF conforming to AAMA 2605 or Lumiflon based fluoropolymer resin coating of approved colour and shade on face # 1 and polymer (Service) coating on face # 2 as specified using stainless steel screws, nuts, bolts, washers, cleats, weather silicone sealant, backer rods etc. The top coated surface of ACP shall comply with the “specification for coated coil for the exterior building application” issued by ECCA (European Coil Coating Association). The aluminium composite panel top and bottom skin should conform to Aluminium Alloy 5005 (AlMg 1) marine grade series and H 22/24 temper with mechanical properties confirming to EN 485-2 standard. The ACP product must conform to either BS 476 part 6 & 7 or ASTM E 84 standards along with EN-13501-1. The manufacturer must furnish Class 1A certificate for this ACP produced in the plant from which it is going to be supplied. The panel shall be designed for 12mm groove in horizontal & in verticals with close joint system. Vertical & Horizontal groove shall be filled by non-staining high performance weather sealant. ACP panel shall have sub frame all around panel and aluminium stiffener profile as per structural requirements. The finished surface of ACP shall be protected with a self-adhesive (Rubber based) peel off foil with 70 microns thickness white or black, tested to withstand up to 6 months’ exposure to local weather condition without losing the original peel off characteristic or causing stain or other damages on the coated surface of the aluminium composite panel. Installation of ACP Coping/facia at terrace level sealing the top gap of the parapet wall and ACP Panel shall have GI stiffeners below with required aluminium grid work with necessary MS HDG / aluminium alloy brackets & SS fasteners.2nd barrier of 1mm thk GI sheet laid continuously below the copping to seal the parapet wall. Overlap of GI sheet shall be properly sealed with weather sealant, All shade approval shall be as per Architect's Approval.as per approved sample from Alucobond Plus, Aludecor,Alpolic or equivalent. The system shall be designed to withstand a wind pressure of 200kg/Sqm or as per design requirement and shall be fixed to the Masonry/RC walls or aluminium frame with necessary clamps, brackets and anchor fasteners etc. All clamps and brackets shall be Hot dip galvanized minimum 80 microns thick and shall conform to IS: 4759-1996. The extruded aluminium section shall be anodized in approved colour with a anodic coating of minimum 20 microns. Extruded section shall be 6063 T5 or T6 alloy conforming to ASTM B221. Any other festering straps, nuts, bolts, rivets, washers, etc. shall be in stainless steel SS316 grade. EPDM gaskets, open cell polyethylene backer rods, weather sealant etc. shall be provided as per requirement. Item shall include aluminium base frame with all fixing arrangements to wall/RC members, fastening material and hardware(festering straps, nuts, bolts, rivets, washers etc.), EPDM gaskets, open cell polyethylene backer rods, weather sealant, scaffolding, approach to all height, material handling, transportation, labour, T&P, preparation of working drawings etc.all complete as per drawing, specification & instructions of engineer in charge. Measurement of payment shall be outer finished area of ACP panel.The contractor shall provide the material cutsheet/ declaration from manufacturer mentioning the recycled content used in maufacturer of ACP. | SQM | 10 | 0 | 0 | 0.009115
911 | Providing and fixing of door closers as per specification ,of approved make & quality all complete of following type : |  | -
a | Over head hydraulic door closures as per IS 3564 | Each | 10 | 0 | 0 | 0.0053379
b | Floor mounted Hydraulic door closers as per IS 6315 | Each | 10 | 0 | 0 | 0.0077181
912 | Providing and fixing pressed steel frames fabricated from 16 gauge M.S sheet mortised, reinforced drilled and tapped for hinges and locks bolts strikes, hold fasts adjustable floor anchors, floor tiles/weather bars ,paintings etc all complete as per specifications. | Kg | 10 | 0 | 0 | 0.00043182
A913 | Providing and fixing in position rolling shutter of hot rolled double dipped galvanised steel lath section of 18 SWG tested mild steel strips at 75mm rolling centres interlocked together through their entire length and jointed together at the end by end locks mounted on specially designed pipe shaft with brackets, side guides of 75mm wide and 3mm thick(min.) and arrangements for inside and outside locking with push and pull operation including wire springs, top/hood cover 0.9mm thick (min.), factory galvanized, primed & field painted, partly grilled (as required) with approved enamel paint etc, all complete as per IS 6248 and specification of approved make of following types: The bottom lath shall be coupled to a lock plate fabricated from 3mm thick galvanised steel plate and securely rivetted with stiffening angles.(partly coiled and lath/full lath). |  | -
a | Hand Operated | SQM | 20 | 0 | 0 | 0.015998
b | Mechanically Operated | SQM | 30 | 0 | 0 | 0.044959
c | Electrically & Mechanically operated | SQM | 72 | 0 | 0 | 0.12007
914 | Providing and fixing PVC doors (25 thk double skin) of sintex or equivalent make including all fitting & fixtures as per specification, drawing and instructions of engineer in charge. | SQM | 10 | 0 | 0 | 0.0066178
915 | Providing, fixing and fitting of glazing of first grade class in steel/aluminium/wooden frames, where ever required, cleaning after fixing including hardware, gaskets, clips, beadings etc. all complete. |  | -
a | 4 mm thick clear sheet glass | SQM | 20 | 0 | 0 | 0.0078664
b | 4 mm thick clear float glass | SQM | 5 | 0 | 0 | 0.0019744
c | 5.5 mm thick clear float glass | SQM | 5 | 0 | 0 | 0.0022319
d | 6 mm thick wired glass | SQM | 10 | 0 | 0 | 0.0050101
e | 6mm thick Polycarbonate sheet multi (twin) wall fire retardant and ultra violet resistant with sealed open edges. | SQM | 5 | 0 | 0 | 0.0031788
f | 4 mm thick ground glass | SQM | 5 | 0 | 0 | 0.0022072
g | 6 mm thick tinted heat reflecting type toughened glass | SQM | 5 | 0 | 0 | 0.0027054
Ah | 6 mm thick clear toughened glass conforming to IS 5437 | SQM | 281 | 0 | 0 | 0.1842
AhB | 8 mm thick clear toughened glass | SQM | 10 | 0 | 0 | 0.0079912
i | Two nos. 6 mm thick clear toughened float glass hermetically sealed and separated by 12 mm thick air gap for thermal insulation (only single elevation area to be measured) | SQM | 40 | 0 | 0 | 0.037792
j | Two nos. 6 mm thick tinted toughened float glass hermetically sealed and separated by 12 mm thick air gap for thermal insulation (only single elevation area to be measured) | SQM | 10 | 0 | 0 | 0.010252
k | One outer 6mm thick tinted heat-reflecting type float glass and one inner 6mm thick plain float glass hermetically sealed and seperated by 12 mm thick gap for thermal insulation (only single elevation area to be measured). | SQM | 10 | 0 | 0 | 0.010567
l | 6 mm thick laminated glass | SQM | 10 | 0 | 0 | 0.0094662
916 | Supplying and fixing weather stripping of approved make and quality to doors as per instructions of engineer in charge and specification complete. | RM | 10 | 0 | 0 | 0.00054368
917 | Providing and fixing 12 mm thick BWP particle board, decorative veneer (prelaminated) on both sides, as panels in aluminium framed door shutter, fixed with necessary snap-on-beading etc. all complete (excluding aluminium works). | SQM | 275 | 0 | 0 | 0.11882
918 | Providing and fixing steel louvered window with ISMC 100 frame all round including verticals with 18G pressed steel louvers, painting etc. all complete. | SQM | 40 | 0 | 0 | 0.034306
919 | Providing and fixing 1 mm thk. MS sheet sliding shutters with frame and diagonal braces of 50X50X6 angle iron, 3 mm MS gusset plates at junction and corners, 25 mm dia pulley, 50X50X6 angle and T-iron guide at the top and bottom respectively including painting etc. all complete. | SQM | 5 | 0 | 0 | 0.0062718
1000 | BRICKWORK: Brickwork masonry including all labour, material (unless otherwise specified in BOQ/contract specification), equipment, transportation, handling, scaffolding etc. at all levels as per specification, drawings and as directed by engineer - in - charge.(Cement shall be issued by BHEL free of cost as per TCC) |  | -
1001 | Providing brick work in cement mortar 1:6 (1 part cement 6 parts coarse sand) in walls, chambers etc. in thickness varying from 230mm to 460mm at all depths, places and positions below plinth including raking out joints, curing, scaffolding etc. complete excluding plastering and painting.(Cement shall be issued by BHEL free of cost as per TCC) |  | -
a | Using fly ash lime bricks confirming to IS 12894 with crushing strength of 75 kg/cm2(including cost of cement for brick making) | CUM | 60 | 0 | 0 | 0.086296
b | Using fly ash lime bricks confirming to IS 12894 with crushing strength of 50 kg/cm2(including cost of cement for brick making) | CUM | 10 | 0 | 0 | 0.012871
c | Using burnt clay bricks of class designation 7.5 of nominal dimension | CUM | 10 | 0 | 0 | 0.015772
d | Using burnt clay bricks of class designation 5.0 of nominal dimension | CUM | 1 | 0 | 0 | 0.0014939
1002 | Providing brick work in cement mortar 1:6 (1 cement 6 coarse sand) in walls, chambers etc. in thickness 230mm at all heights, places and position above plinth including raking out joints, curing, scaffolding etc complete excluding plastering and painting. (Cement shall be issued by BHEL free of cost as per TCC) |  | -
a | Using fly ash lime bricks confirming to IS 12894 with crushing strength of 75 kg/cm2(including cost of cement for brick making) | CUM | 1014 | 0 | 0 | 1.8298
b | Using fly ash lime bricks confirming to IS 12894 with crushing strength of 75 kg/cm2(including cost of cement for brick making) | CUM | 10 | 0 | 0 | 0.016581
c | Using burnt clay bricks of class designation 7.5 of nominal dimension | CUM | 10 | 0 | 0 | 0.019393
d | Using burnt clay bricks of class designation 5.0 of nominal dimension | CUM | 10 | 0 | 0 | 0.018589
1003 | Providing brick work in cement mortar 1:4 (1 cement 4 coarse sand) in partition walls, chambers etc. in thickness 115mm at all heights, places and position above or below plinth/graded level including providing two nos. 6 mm diameter MS bars at every third layer, raking out joints, curing, scaffolding etc complete excluding plastering and painting as per specification.(Cement shall be issued by BHEL free of cost as per TCC) |  | -
a | Using fly ash lime bricks confirming to IS 12894 with crushing strength of 75 kg/cm2(including cost of cement for brick making) | SQM | 35 | 0 | 0 | 0.0077571
b | Using fly ash lime bricks confirming to IS 12894 with crushing strength of 50 kg/cm2(including cost of cement for brick making) | SQM | 10 | 0 | 0 | 0.0020472
c | Using burnt clay bricks of class designation 7.5 of nominal dimension | SQM | 10 | 0 | 0 | 0.002375
d | Using burnt clay bricks of class designation 5.0 of nominal dimension | SQM | 10 | 0 | 0 | 0.0022814
1004 | Providing brick soling including spreading of earth, ramming, watering including 25mm thick cushion of sand complete but excluding excavation and disposal of surplus earth (excavation and disposal of surplus earth shall be measured under applicable item). Using brick on edge. |  | -
a | Using fly ash lime bricks confirming to IS 12894 with crushing strength of 75 kg/cm2(including cost of cement for brick making) | SQM | 10 | 0 | 0 | 0.0017325
b | Using fly ash lime bricks confirming to IS 12894 with crushing strength of 50 kg/cm2(including cost of cement for brick making) | SQM | 10 | 0 | 0 | 0.0015608
c | Using burnt clay bricks of class designation 7.5 of nominal dimension | SQM | 10 | 0 | 0 | 0.0018886
d | Using burnt clay bricks of class designation 5.0 of nominal dimension | SQM | 10 | 0 | 0 | 0.0017949
1005 | Breaking of existing brick work at all levels including plastering, removing the rubbish up to a distance of 500 m including transportation, loading, unloading etc. all complete as directed by the engineer. | CUM | 10 | 0 | 0 | 0.0045393
1006 | Providing and encasing of structural steel member with masonary work around flanges, webs etc. and filling the gap between steel and masonry by minimum 12mm thick mortar of 1:6. Encased member shall be wrapped with chicken wire mesh with 50mm lap etc. complete as per specification. (Chicken wire mesh to paid separately) (Cement shall be issued by BHEL free of cost as per TCC) |  | -
a | Using fly ash lime bricks confirming to IS 12894 with crushing strength of 75 kg/cm2(including cost of cement for brick making) | CUM | 4 | 0 | 0 | 0.005828
b | Using burnt clay bricks of class designation 7.5 of nominal dimension | CUM | 5 | 0 | 0 | 0.0081161
1007 | Providing and laying 75 mm thick bed of dry brick aggregate including of excavation, disposal of surplus earth spreading of earth, ramming, watering etc. complete in all respects as directed by the engineer. | SQM | 10 | 0 | 0 | 0.00045523
1008 | Making openings in existing brick wall or partition wall including making good the broken edges/surface with cement mortar 1:6 etc. complete. | CUM | 28 | 0 | 0 | 0.014575
1009 | Supply and placing in position mild steel wire fabric of square mesh 25 mm size and wire diameter of 2 mm for encasing of steel sections in concrete including cutting, bending, fixing etc. complete. | SQM | 4 | 0 | 0 | 0.00021851
1010 | Filling existing brick wall/ partition wall opening at all level including making good the broken edges/surface with cement mortar 1:6, painting, finishing to match with existing finishing, scaffolding/supporting at all level, removal of debris upto a lead of 1 km including loading, unloading, transportation etc. all complete.(Cement shall be issued by BHEL free of cost as per TCC) | SQM | 10 | 0 | 0 | 0.002375
1011 | Providing and filling brick bats in soak pits all complete. | CUM | 10 | 0 | 0 | 0.0031632
1100 | DAMP PROOF COURSE: Damp proof course including all labour, material (unless otherwise specified in BOQ/contract specification), equipment, transportation, handling, shuttering, centering, curing etc at all level as per specification, drawings and as directed by engineer - in - charge. |  | -
1101 | Providing Damp Proof Course of following thickness with 1:1.5:3 concrete (10mm and down graded aggregate) with 2% of approved admixture of water proofing compound all complete. Two layers of hot bitumen coating 85/25 grade as per IS:702 @ 1.7Kg./sqm shall be applied one before & one after the DPC, before starting of masonry work. |  | -
a | 40mm thick | SQM | 10 | 0 | 0 | 0.00073097
b | 50mm thick | SQM | 275 | 0 | 0 | 0.023035
1102 | Providing Damp Proof Course 50mm thick 1:1.5:3 concrete (6 mm and down graded stone chips) with 1% of approved admixture of water proofing compound all complete. Then hot bitumen (residual petroleum bitumen of penetration 80/100 of approved quality) shall be applied over the prepared surface in two coats at the rate of 1.7kg per sq. meter per coat and dry sand spread over it before starting of masonry work. | SQM | -
a | 40mm thick | SQM | 10 | 0 | 0 | 0.00065813
b | 50mm thick | SQM | 10 | 0 | 0 | 0.00075698
1200 | PLASTERING: Cement mortar plaster including making grooves wherever required including all labour, material (unless otherwise specified in BOQ/contract specification), scaffolding, curing etc at all level as per specification, drawings and as directed by engineer - in - charge. |  | -
A1201 | Providing 18mm thick plaster in two layers outside the building/boundary wall/rough surface of internal wall in cement mortar 1:6 on walls, finished to a smooth finish including providing 3mmx3mm size grooves at junctions of two dissimilar materials all complete. | SQM | 4613 | 0 | 0 | 0.3444
1202 | Providing 12mm thick plaster inside the building/boundary wall in cement mortar 1:6 on walls finished to a smooth finish as per specification all complete. | SQM | 7659 | 0 | 0 | 0.46422
1203 | Providing 12mm thick plaster in cement mortar 1:6 on walls with rough finish all complete. | SQM | 10 | 0 | 0 | 0.00057749
1204 | Providing 6mm thick plaster on ceiling in cement mortar 1:4 finished to a smooth all complete. | SQM | 3890 | 0 | 0 | 0.20542
1205 | Providing 12mm thick plaster in walls, drains/culverts with a paste of neat cement @ 1kg/sqm and rubbed smooth with trowel etc. all complete. | SQM | 10 | 0 | 0 | 0.00038239
1300 | FINISHES TO CONCRETE / PLASTERED SURFACES: Finishes, painting to concrete, plastered surfaces including all labour, material (unless otherwise specified in BOQ/contract specification), equipment, surface preparation, scaffolding etc. at all level as per specification, drawings and as directed by engineer - in - charge. |  | -
1301 | Two or more coats of white wash/ colour wash as per IS 627 of approved brand and manufacture to give an even shade including a priming coat as per specifications. | SQM | 625 | 0 | 0 | 0.0057392
1303 | Providing and applying two or more coats of oil bound destemper as per IS 428 of approved brand, shade and manufacture to give smooth, hard, durable & glossy finish over a coat of primer over prepared plaster surface as per manufacturers guideline. | SQM | 10 | 0 | 0 | 0.00025727
1304 | Two or more coats of acrylic distemper of approved brand and manufacture to give an even shade including a priming coat with distemper primer complete. | SQM | 11549 | 0 | 0 | 0.28931
1305 | Providing and applying two or more coats of acrylic emulsion paint as per IS 5411, of approved brand, shade and manufacture to give smooth, hard, durable & glossy finish over a coat of primer over prepared plaster surface as per manufacturers guideline. | SQM | 515 | 0 | 0 | 0.01826
1306 | Providing and applying 2 or more coats of acid/alkali resistant paint of approved brand and colour to floors, walls and ceiling including preparation of surface to receive paint, providing and applying bitumen primer confirming to IS 158 complete all as per manufacturer's recommendations and as approved by engineer, at all heights above or below grade level, complete as per specifications. | SQM | 100 | 0 | 0 | 0.0084517
1307 | Providing and applying two coats of Epoxy coating with suitable pigments of approved shade as per specification and direction of Engineer. The epoxy paint shall be a two pack material and shall be resistant to water, oil, splash, spillage & acidic environment. The epoxy paint coating shall be of minimum 150 micron thickness over epoxy primer. | SQM | 10 | 0 | 0 | 0.00070574
1308 | Providing and applying 2 or more coats of Chlorinated Rubber paint of approved brand and colour to floors, walls and ceiling including preparation of surface to receive paint, providing and applying chlorinated rubber zinc phosphate primer confirming to IS 158 complete all as per manufacturer's recommendations and as approved by engineer, at all heights above or below grade level, inclusive of intermediate coat of Titanium dioxide / micaceous iron oxide complete as per specifications. | SQM | 10 | 0 | 0 | 0.00050726
1314 | Providing and applying resin bonded granular textured finish, for external applications shall consist of crushed stone/quartz chips of .5 mm to 2.5 mm size and of approved natural color/shade and bonded with synthetic resins, adhesives and additives altogether in a single pack mix, applied on cured and dried plaster surface with a dry film nominal thickness of 2.5 mm. The final finish shall have UV resistance, fungus, bacterial resistance properties all complete with grooves filled with poly sulfide sealant of matching color and shade as per specification/drawing/approval of engineer in charge. | SQM | 10 | 0 | 0 | 0.0025675
1315 | Providing and applying resin bonded granular textured finish, for internal applications shall consist of crushed stone/quartz chips of .5 mm to 1.2 mm size and of approved natural color/shade and bonded with synthetic resins, adhesives and additives altogether in a single pack mix, applied on cured and dried plaster surface with a dry film nominal thickness of 1.2 mm. The final finish shall have UV resistance, fungus, bacterial resistance properties all complete with grooves filled with poly sulfide sealant of matching color and shade as per specification/drawing/approval of engineer in charge.(The paint should have VOC content limit less than 150 grams per litre . All necessary documentation (certificates, manufacturer declarations ) to be provided by the contractor to engineer in charge). | SQM | 10 | 0 | 0 | 0.001374
1316 | Providing and applying 2 mm thick plaster of paris punning on walls including preparation of surface, staging, etc. to achieve a smooth even surface all complete as per specification and as directed by Engineer. | SQM | 150 | 0 | 0 | 0.0041127
1317 | Providing and applying 2 mm thick white cement punning on walls including preparation of surface, staging, etc to achieve a smooth even surface all complete as per specification and as directed by engineer. | SQM | 325 | 0 | 0 | 0.0084543
1318 | Providing and applying Synthetic plaster for external applications composed of synthetic fibre and petroleum based chemical similar to RENOVO or equivalent and of approved natural color/shade applied on cured and dried plaster surface.The final finish Paint shall have UV resistance, fungus, bacterial resistance properties all complete with grooves filled with poly sulfide sealant of matching color and shade as per specification/drawing/approval of engineer in charge. | SQM | 10 | 0 | 0 | 0.0012463
1319 | Providing and applying two or more coats of Acrylic based weather coat paint of approved brand and manufacture and required shade over one coat of primer after necessary cleaning/ washing, preparing the surface using coir brush/ wire brush, sand paper, including filling of cracks with putty wherever required etc. all complete to give smooth, hard, durable & glossy finish over a coat of primer over prepared plaster surface as per manufacturers guidelines. The final finished coating shall be fungus resistant, UV resistant, water repellant and extremely durable with color fastness as per specification. | SQM | 10 | 0 | 0 | 0.00029031
A1319 | Providing and applying two or more coats of Premium Acrylic Smooth Paint with Silicone additives weather coat paint of approved brand and manufacture and required shade over one coat of primer after necessary cleaning/ washing, preparing the surface using coir brush/ wire brush, sand paper, including filling of cracks with putty wherever required etc. all complete to give smooth, hard, durable & glossy finish over a coat of primer over prepared plaster surface as per manufacturers guidelines. The final finished coating shall be fungus resistant, UV resistant, water repellant and extremely durable with color fastness as per specification.(The sealant should have VOC content limit less than 250 grams per litre as prescribed by GRIHA. All necessary documentation (certificates, manufacturer declarations ) to be provided by the contractor for green building documentation ). | SQM | 4613 | 0 | 0 | 0.21
1320 | Providing and applying acid alkali and oil resistant high build, solvent free, self smoothing, seamless epoxy based amine cured floor finish 150 microns over primer on C.C. flooring | SQM | 10 | 0 | 0 | 0.00081525
1321 | Providing and applying french polish (minimum 2 coats) on wood surface made from best quality shelac, denatured spirit and other suitable alcohol soluble ingredients and made by a well known approved manufacturer as per IS 348 including required base preparation etc. all complete as per specification | SQM | 10 | 0 | 0 | 0.00064253
1400 | FLOORING AND SKIRTING: Flooring and skirting at all level including base layer, labour, material (unless otherwise specified in BOQ/contract specification), equipments, transportation, handling, curing, polishing etc. at all level as per specification, drawings and as directed by engineer - in - charge.(Cement shall be issued by BHEL free of cost as per TCC) |  | -
1401 | Providing and laying 50 mm thick heavy duty cement concrete in flooring with metallic hardener pigmented topping 12mm thick uniform graded treated iron particles in flooring. Under layer of 38mm thick cement concrete mix 1:2:4 (1 cement: 2 sand : 4 stone aggregates 12.5 mm well graded) and top layer of 12mm thick metallic concrete of mix 1:2 (1 cement hardner mix with approved quality metallic hardening compound :2 stone aggregate 6mm nominal size) by volume including cement slurry, rounding off edges, aluminium strips etc. all complete for following (Quoted item rate shall be inclusive of providing glass joint strips):(Cement shall be issued by BHEL free of cost as per TCC) | SQM | 4734 | 0 | 0 | 0.69455
1402 | Providing and laying 25 mm thick heavy duty cement concrete mix 1:2:4 (1 cement: 2 sand : 4 stone aggregates ) flooring with metallic hardener pigmented topping of 10 mm thick uniform graded treated iron particles in skirting and dado. Under layer of 15mm thick cement concrete mix 1:2:4 (1 cement: 2 sand : 4 stone aggregates 12.5 mm well graded) and top layer of 10mm thick metallic concrete of mix 1:2 (1 cement hardner mix with approved quality metallic hardening compound :2 stone aggregate 6mm nominal size) by volume including cement slurry, rounding off edges, aluminium strips etc. all complete as per specification. (Quoted item rate shall be inclusive of providing glass joint strips).:(Cement shall be issued by BHEL free of cost as per TCC) | SQM | 5 | 0 | 0 | 0.00062692
1403 | Providing and laying precast polished heavy duty cement concrete tiles (Carborundum topping pigment content is 3.5 kg per 50 Kg of Cement) of size 300X300X25 thick of approved shade as per IS 1237, including minimum 20mm cement mortar bedding of 1:3 (1 cement : 3 sand) jointed with neat cement slurry@4.4 kg/sqm,labour,materials, etc. all complete with pigment to match the shade of the tiles including rubbing, curing, grinding and polishing complete with laying as per IS 1443 etc.(inclusive of cost of cement for tiles manufacturing) all complete for following: |  | -
a | Laid in floors | SQM | 10 | 0 | 0 | 0.0028745
b | Laid in skirting | SQM | 10 | 0 | 0 | 0.0040242
1404 | Providing and laying interlocking M35 Grade concrete blocks in paving with approved specified colours, pattern, sample, different texture, and should be laid on the subbase and bedding of sand minimum 20mm thick as per specifications and recommendations of manufacturer. (inclusive of cost of cement for paver manufacturing) |  | -
a | 60mm | SQM | 5 | 0 | 0 | 0.00092997
b | 75mm | SQM | 5 | 0 | 0 | 0.0010145
1405 | Providing and laying 50 mm thick floor finish with 25mm thk Terrazo Tiles including minimum 25mm thick cement mortar bedding of 1:3 (1 cement : 3 sand) with neat cement slurry@4.4 kg/sqm,labour,materials, etc. all complete.(inclusive of cost of cement for tiles manufacturing) | SQM | 10 | 0 | 0 | 0.0024244
1406 | Providing and laying polished Kota stone 18mm to 20mm thk in flooring. Under bed shall average 30mm thk of 1 cement : 2 sand : 4 stone aggregates by volume and brought to proper level. The kota stone slabs/tiles laid over under bed, pressed and tapped down with wooden mallet to the proper level, lifted and pressed again with thick cement slurry @4.4kg/sqm spread over the surface with fine joint finished including pigments, curing, grinding, granite polishing etc. all complete. | SQM | 50 | 0 | 0 | 0.020719
1407 | Providing and laying polished Kota stone 14mm to 16mm thk in flooring. Under bed shall average 35mm thk of 1 cement : 2 sand : 4 stone aggregates by volume and brought to proper level. The kota stone slabs/tiles laid over under bed, pressed and tapped down with wooden mallet to the proper level, lifted and pressed again with thick cement slurry @4.4kg/sqm spread over the surface with fine joint finished including pigments, curing, grinding, granite polishing etc. all complete. | SQM | 5 | 0 | 0 | 0.001977
1408 | Providing polished Kota stone 18mm to 20mm thk in skirting projecting 6mm from adjacent plaster minimum 12 mm thick cement mortar bedding of 1:3 (1 cement : 3 sand) with thick cement slurry @4.4kg/sqm spread over the surface with fine joint finished including cutting brickwall upto the required depth, edging, finishing etc. all complete. | SQM | 5 | 0 | 0 | 0.0022879
1409 | Providing polished Kota stone 14mm to 16mm thk in skirting projecting 6mm from adjacent plaster minimum 12 mm thick cement mortar bedding of 1:3 (1 cement : 3 sand) with thick cement slurry @4.4kg/sqm spread over the surface with fine joint finished including cutting brickwall upto the required depth, edging, finishing etc. all complete. | SQM | 5 | 0 | 0 | 0.0021669
1410 | Marble stone Flooring laid in 50mm overall thickness with 18-20mm thick marble slabs (grade -1) with minium 30mm thick underbed of 1 cement : 2 sand : 4 stone aggregate by volume and brought to proper level.The marbel slabs/tiles laid over underbed with mortar 1:3, pressed and tapped down with wooden mallet to the proper level, lifted and pressed again with thick cement slurry @4.4kg/sqm spread over the surface with fine joint finished including pigments, curing, grinding, granite polishing etc. all complete. | SQM | 50 | 0 | 0 | 0.04274
1411 | Marble stone Flooring laid in 50mm overall thickness with 14 -16mm thick marble slabs (grade -1) with minium 35mm thick underbed of 1 cement : 2 sand : 4 stone aggregate by volume and brought to proper level.The marbel slabs/tiles laid over underbed with mortar 1:3, pressed and tapped down with wooden mallet to the proper level, lifted and pressed again with thick cement slurry @4.4kg/sqm spread over the surface with fine joint finished including pigments, curing, grinding, granite polishing etc. all complete. | SQM | 5 | 0 | 0 | 0.0036549
1412 | Providing and laying 18-20mm thick polished Granite stone of approved color and texture in flooring with brass/ stainless steel strips. Under bed shall average 30 mm thick of 1 cement : 2 sand : 4 stone aggregate by volume and brought to proper level. The granite stone slabs/tiles laid over under bed, pressed and tapped down with wooden mallet to the proper level, lifted and pressed again with thick cement slurry @3.3kg/sqm spread over the surface with fine joint finished including pigments, curing, grinding, granite polishing etc. all complete.(Cement shall be issued by BHEL free of cost as per TCC) Payment Terms: a) On receipt of material site - 50% b) Execution as per item description - 50% | SQM | 50 | 0 | 0 | 0.041348
1413 | Providing and laying 14 to16mm thick polished Granite stone of approved color and texture in flooring with brass/ stainless steel strips. Under bed shall average 35mm thk of 1 cement : 2 sand : 4 stone aggregate by volume and brought to proper level. The granite stone slabs/tiles laid over under bed, pressed and tapped down with wooden mallet to the proper level, lifted and pressed again with thick cement slurry @3.3kg/sqm spread over the surface with fine joint finished including pigments, curing, grinding, granite polishing etc. all complete. | SQM | 5 | 0 | 0 | 0.0038968
1414 | Providing and laying polished Granite stone 18-20mm thk in skirting and dado with 6mm thick projection from adjacent plaster minimum 12 mm thick cement mortar bedding of 1:3 (1 cement : 3 sand) with thick cement slurry @3.3kg/sqm spread over the surface with fine joint finished including cutting brickwall upto the required depth, edging, finishing etc. all complete. including mortar ,cement slurry ,pigments, curing, grinding,moulding, granite polishing etc. all complete. | SQM | 5 | 0 | 0 | 0.0041699
1415 | Providing and laying polished Granite stone 14-16mm thk in skirting and dado with 6mm thick projection from adjacent plaster including mortar ,cement slurry ,pigments, curing, grinding,moulding, granite polishing etc. all complete. | SQM | 5 | 0 | 0 | 0.0039059
1416 | Providing and laying vitrified ceramic tiles of polished variety of size 600x600 from reputed / approved manufacturer, complete including underbed of cement mortar 1:3 minimum 20mm thick underbed for flooring and 12mm thick underbed for dado/skirting with neat cement slurry @3.3Kg/sqm etc. all complete for following |  | -
a | 7mm thick tiles In flooring | SQM | 5 | 0 | 0 | 0.0013501
b | 10mm thick tiles In flooring | SQM | 5 | 0 | 0 | 0.0015426
c | 7mm thick tiles In skirting and dado upto specific height | SQM | 5 | 0 | 0 | 0.0014437
d | 10mm thick tiles In skirting and dado upto specific height | SQM | 5 | 0 | 0 | 0.0016349
1417 | Providing and laying digitally vitrified ceramic tiles of matt finish of size 600x600mm from reputed / approved manufacturer Simpolo,varmora or equivalent complete including underbed of cement mortar 1:3 minimum 20mm thick underbed for flooring and 12mm thick underbed for dado/skirting with neat cement slurry @3.3Kg/sqm etc. all complete for following |  | -
a | 7mm thick tiles In flooring | SQM | 60 | 0 | 0 | 0.019198
b | 10mm thick tiles In flooring | SQM | 466 | 0 | 0 | 0.17274
c | 7mm thick tiles In skirting and dado upto specific height | SQM | 20 | 0 | 0 | 0.0067738
d | 10mm thick tiles In skirting and dado upto specific height | SQM | 95 | 0 | 0 | 0.036995
1418 | Providing and laying 10 mm thk non-skid fully vitrified tiles of make 'MARBONITE' or 'FERRASTONE of BOSS Profile limited' or equivalent in flooring and skirting over 30 mm thick underbed of 1 part cement and 3 parts coarse sand by weight mixed with sufficient water, cement slurry 3.3kg/sqm complete as per specification laid in pattern of following sizes | SQM | -
a | 400X400 mm | SQM | 5 | 0 | 0 | 0.0017026
b | 600X600 mm | SQM | 5 | 0 | 0 | 0.0018053
1419 | Providing and laying granite stone slab of 20mm thickness single piece for wash basin / sink slab /facia of black or approved colour including 20mm underbed of cement mortar 1:3 with cutting,making corners, moulding and opening etc. all complete. | SQM | 5 | 0 | 0 | 0.0056058
1420 | Providing and laying Heavy Duty dust pressed Ceramic Tiles of 7mm thick of reputed manufacturer of approved finish shade and colour including 20mm underbed of cement mortar 1:3 with neat cement slurry @3.3kg/sqm etc. all complete. |  | -
a | 300X300 mm | SQM | 5 | 0 | 0 | 0.0011992
b | 600X600 mm | SQM | 5 | 0 | 0 | 0.0013319
1421 | Providing and laying Heavy Duty dust pressed (grade-5) Ceramic Tiles (Matt Finish) of size 600x600mm(approved size) and 7mm thick of reputed / approved manufacturer (Kajaria,jhonson,Spartek or equivalent) of approved finish, shade and colour. The tiles shall be scratch resistance of minimum 5 on Mohr's scale and shall have a bending strength of 350 Kg./sqm,with Under bed shall average 43mm thk of 1 cement : 2 sand : 4 stone aggregates by volume and brought to proper level including cement mortar with neat cement slurry @3.3kg/sqm all complete. | SQM | 5 | 0 | 0 | 0.0019029
1422 | Providing & fixing Acid / Alkali resistant (Chemical resistant) tiles confirming to IS:4457 in flooring/Dado and shall be laid over bitumastic lining of min 12mm thick ( to be laid in layers of 6mm each). The tiles shall be applied with 6mm thick Potassium Silicate bedding mortar as per IS:4441, 4443 & 4832 and including preparation of surface, application of bitumen primer, curing etc. all complete for following thicknesses. The tiles should be abrasion resistant & durable. |  | -
a | 20mm thick | SQM | 5 | 0 | 0 | 0.0032751
b | 38mm thick | SQM | 5 | 0 | 0 | 0.0044834
1423 | Providing & fixing Acid / Alkali resistant (Chemical resistant) tiles confirming to IS:4457 in flooring/Dado beded and jointed with epoxy mortar all complete for following thicknesses. The tiles should be abrasion resistant & durable. |  | -
a | 20mm thick | SQM | 10 | 0 | 0 | 0.011027
b | 38mm thick | SQM | 60 | 0 | 0 | 0.087794
1424 | Providing & fixing chemical resistant (AR)(Acid / Alkali) bricks (75mm thick) conforming to IS:4860 in the floor of neutralization pit. Surface on which lining to be applied shall be prepared in accordance with IS:2395. Bitumen primer as per IS:158 followed by 18mm thick bituminastic followed by 6mm thick potassium silicate mortar bedding shall be provided before laying AR bricks. The joints between AR bricks shall be filled with resin type of mortar conforming to IS:4832, part II, seal coat of readymade epoxy paint shall be provided on joints to cover up any porosity that may be left in mortar. End sealing shall be done with bituminastic AR bricks shall be laid with 6mm wide & 50mm deep pointing (epoxy / furnace / CNSL) & acid curing shall be done all complete as per specification. | SQM | 10 | 0 | 0 | 0.0082384
1425 | Providing and laying polished Marble slabs (Aranga white or equivalent approved shade/color /design) 18-20 mm thk in staircase landing/skirting and corridors over minimum 20 mm thick underbed of 1 cement : 2 sand : 4 stone aggregates by volume mixed with sufficient water to form a stiff workable mass. The marble slabs shall be laid over under-bed, pressed and tapped down with wooden mallet to the proper level, lifted and pressed again with thick cement slurry 3.3kg/sqm spread over the surface with fine joint finished including moulded marbel nosing, pigments, curing, grinding, making corners, granite polishing etc. complete. | SQM | 10 | 0 | 0 | 0.00751
1426 | Providing and laying marble skirting /dado (Aranga white or approved shade/color /design) equivalent of minimum 20mm thickness projecting 6mm from adjacent plaster all complete including underbed 20mm cement mortar 1:3, with thick cement slurry 3.3kg/sqm spread over the surface scaffolding etc. all complete. | SQM | 10 | 0 | 0 | 0.0069273
1427 | Providing and fixing glazed designer ceramic tiles of approved color and design of size 200x300mm / 300x300mm in dado of approved size, projecting 6mm uniformly from adjacent plaster or wall finish. The mix for 20mm thick underbed plaster shall consist of 1part cement and 3 parts sand by weight. fairly moist but firm, tiles shall be pressed over under bed by applying cement slurry @ 3.3kg/sqm including pigments, curing etc all complete for following thicknesses: |  | -
a | 5mm thick | SQM | 10 | 0 | 0 | 0.0025259
b | 7mm thick | SQM | 50 | 0 | 0 | 0.012395
1428 | Providing and laying 3mm thick antistatic PVC flooring / skirting of approved shade,as per IS:3462 and laying as per IS:5318 all complete. | SQM | 150 | 0 | 0 | 0.019354
1429 | Providing and fixing removable type flooring system consisting of fire resistant particle board of size 600X600X35 mm with 0.05 mm thick aluminium foil lining at bottom and with 2 mm thick anti static PVC topping including proprietary floor supporting system complete as per specification. | SQM | 10 | 0 | 0 | 0.011937
1430 | Providing and fixing dividing strips in joints of cast in situ floorings at various elevations, finishing, all labour, material etc. complete as per drawing, specification and instructions of engineer in charge. |  | -
a | Glass strips 40 mm wide and minimum 6 mm thick. | RM | 5 | 0 | 0 | 6.8935e-05
b | Aluminium strips 40 mm wide and minimum 3 mm thick | RM | 5 | 0 | 0 | 0.00013267
c | Brass strips 20 mm wide and minimum 4 mm thick. | RM | 5 | 0 | 0 | 0.00030696
1500 | ROOFING / SIDE CLADDING: Roofing / side cladding work including all labour, material (unless otherwise specified in BOQ/contract specification), equipment, transportation, handling, scaffolding, laps, hooks, washers, corner pieces etc. at all level as per specification, drawings and as directed by engineer - in - charge. |  | -
1502 | Designing, providing/transportation, erection and fixing permanently color coated galvanised MS troughed metal sheet decking plate of approved colour and conforming to class3 of IS 14246 over roof purlins for cast-in-situ roof slab as per relevant IS code and specification. Bare metal thickness of deck plate shall be minimum 0.8mm with minimum trough depth of 44 mm having minimum yield strength of 250 MPa and shall serve as permanent shuttering to the roof slab 100mm thick measured over crest of metal decking & shall have adequate strength to support weight of green concrete and imposed loads of min 150 kg/sqm during construction between purlins as per manufacturer's recommendations/ calculations/ test certificates for approval including fixing of plates to purlins, side lapping, end lapping etc. all complete for below mentioned spans. The sheet shall be permanently coated with silicon modified polyster paint of minimum 20 micron DFT on exposed surface (facing operating floor) and minimum 7 micron on other face over epoxy primer applied over hot dipped galvanising @ 275 gm/sqm including fixing of sheet to purlin with self drilling white zinc plated heat treated carbon steel screws of minimum 5.6 mm dia @ 260mm c/c in the trough and stich screws between two adjacent sheets and sealing with epoxy sealant. Measurement of profile sheeting shall be of the plan area of roof covered by MS trough metal decking. (Metal deck sheet shall be issued by BHEL free of cost) |  | -
a | Span Upto 1800mm | SQM | 750 | 0 | 0 | 0.07165
b | Span Exceeding 1800mm and upto 2500 mm | SQM | 950 | 0 | 0 | 0.090757
1503 | Providing and fixing shear connectors of mild steel studs having 16mm dia and minimum 75 mm projected length above purlin passing through metal decking as per relevant IS codes and specification. | QUINTAL | 15 | 0 | 0 | 0.10479
1514 | Providing and installing under deck insulation with resin bonded rock wool 50 mm nominal thickness conforming to IS 8183 having a density of 48kg/cum using minimum 0.05 mm thick aluminium foil on exposed surface followed by 0.6 mm dia and 25 mm mesh GI wire netting, fixed at various elevations with rawl plugs including clips but excluding cost of insulation. | SQM | 50 | 0 | 0 | 0.0083893
1600 | FALSE CEILING: False ceiling including all labour, material (unless otherwise specified in BOQ/contract specification), equipment, transportation, handling, suspension system etc at all level as per specification, drawings and as directed by engineer - in - charge. |  | -
1602 | Providing, fixing and laying light weight mineral fiber tile false ceiling of minimum thickness 15 mm and exposed surface semi-perforated with depth of perforation as 4 mm and humid resistance of 95% RH and fire performance of class 0/1 as per BS 476 with metal suspension grid system with galvanized Tees of section 24 X 38 mm for main runners of approved colour and make as per specification including 50mm thick mineral wool insulation (density48kg/cum) as per IS:8183 bound in polythene bags on top of panels. Additional hangers and height adjustment clips shall be provided for return air grills, light fixtures. A.C. ducts etc. suitable M.S. channel (minimum MC 75 @ 1.2m) grid shall also beprovided above the false ceiling level for movement of personnel to facilitate maintenance of lighting fixtures, AC ducts etc. complete with cut-outs etc.The size of tiles shall be 600 X 600 mm or 600 X 1200 mm. Required MS channel shall be measured & paid extra under respective item unit rate. | SQM | 10 | 0 | 0 | 0.0035066
1603 | Providing and fixing permanently colour coated aluminium false ceiling of approved colour and Luxalon 84 C or approved equivalent with corrosion resistant aluminium alloy panels of minimum thickness 0.5mm including 50mm thick mineral wool insulation(density 48 kg/cum) conforming to IS:8183 bound in polythene bags on top of panels. Additional hangers and height adjustment clips shall be provided for return air grills, light fixtures, A.C. ducts etc all complete. Suitable M.S. channel grid with minimum MC 75 shall also be provided above the false ceiling level for movement of personnel to facilitate maintenance of lighting fixtures, AC ducts etc. ( Materials for structural platform grid made up of MS Channels/ Beams / Angles shall be supplied by BHEL and shall be paid under ST No 2301). | SQM | 200 | 0 | 0 | 0.14495
1604 | Providing, fixing and laying permanently colour coated aluminium false ceiling of approved colour with stove enamel finish of approved make in LINEAR and SQUARE type with corrosion resistance aluminium alloys panels of minimum thickness 0.5mm including 50mm thick mineral wool insulation (as per IS:8183) bound in polythene bags on top of panels. Additional hangers and height adjustment clips shall be provided for return air grills, light fixtures etc. Suitable M.S. channel (minimum MC 75) grid 1200 mm C/C maximum shall also be provided above the false ceiling level for movement of personnel to facilitate maintenance of lighting fixtures, AC ducts etc. The work to be complete as per specifications, drawings and direction of engineer. (Structural steel works for platform for movement is separately payable under relevant items of BOQ) | SQM | 10 | 0 | 0 | 0.0074658
1605 | Providing, fixing and laying anodised natural colour matt finished aluminium false ceiling of Jindal/Hindalco make with corrosion resistance aluminium alloys panels of minimum thickness 0.5mm including 50mm thick mineral wool (density 48kg/cum insulation (as per IS:8183) bound in polythene bags on top of panels. Additional hangers and height adjustment clips shall be provided for return air grills, light fixtures etc. Suitable M.S. channel (minimum MC 75) grid 1200 mm C/C maximum shall also be provided above the false ceiling level for movement of personnel to facilitate maintenance of lighting fixtures, AC ducts etc. The work to be complete as per specifications, drawings and direction of engineer. (Structural steel works for platform for movement is separately payable under relevant items of BOQ) | SQM | 10 | 0 | 0 | 0.0068181
1606 | Providing and Fixing 12mm thick Gypsum board plain/perforated false celing tiles(600x600mm) of Hilux or equivalent make in plan or elevation with aluminium grid, metal suspension system, anchor fastener adjustable hangers etc. including two or more coats of acrylic emulsion paint of approved colour to give an even shade with smooth finish all complete.as per architectural design and detail. Metal suspension system as per ASTM C-635 shall be hot dipped M.S.galvanized (grade 180 as per is :277) and nominal size of T-section shall be 24 x 38 mm or 24 x 25 mm cross runners. 24mm wide exposed flange surface shall be permanently color coated. Suspension system shall be as per manufaturer's specification. Movement platform of structural steel shall be provided if required for the movement of personnel to facilitate maintenance of lighting fixtures, AC ducts etc. The work to be complete as per specifications, drawings and direction of engineer. (Structural steel works for platform for movement is separately payable under relevant items of BOQ) | SQM | 10 | 0 | 0 | 0.0029863
B1607 | Providing and Fixing 12mm thick Calcium silicate board of HILUX or equivalent in plan or elevation with aluminium grid, metal suspension system, anchor fastener adjustable hangers etc. including two or more coats of acrylic emulsion paint of approved colour to give an even shade with smooth finish all complete as per architectural design and detail. Metal suspension system as per ASTM C-635 shall be hot dipped M.S.galvanized (grade 180 as per is :277) and nominal size of T-section shall be 24 x 38 mm or 24 x 25 mm cross runners. 24mm wide exposed flange surface shall be permanently color coated. Suspension system shall be as per manufaturer's specification. Movement platform of structural steel shall be provided if required for the movement of personnel to facilitate maintenance of lighting fixtures, AC ducts etc. (Structural steel works for platform for movement is separately payable under relevant items of BOQ).The work to be complete as per specifications, approved drawings and direction of engineer. Payment terms - a) On receipt of Gypsum board false ceiling at site - 50%; b) On completion of erection & fixing - 50%. | SQM | 10 | 0 | 0 | 0.0070444
1608 | Providing & fixing 12.5 mm thick glass fibre reinforced gypsum plastic board in plan curve or in elevation with aluminium grid, metal suspension system, anchor fastener adjustable hangers etc including two or more coats of acrylic emulsion paint of approved colour to give an even shade with smooth finish all complete, as per architectural design and detail. Metal suspension system as per ASTM C-635 shall be hot dipped MS galvanized (grade 180 as per IS:277) and nominal size of T-section shall be 24 x 38 mm or 24 x 25 mm cross runners. 24 mm wide exposed flange surface shall be permanently color coated. Suspension system shall be as per manufacturer's specification. Movement platform of structural steel shall be provided if required for the movement of personnel to facilitate maintenance of lighting fixtures, AC ducts etc. (Structural steel works for platform for movement is separately payable under relevant items of BOQ). Work shall include 25 mm thick resin bonded mineral wool insulation (as per IS:8183) bound in polythene bags on top of ceiling. The work to be complete as per specifications, drawings and direction of engineer. | SQM | 10 | 0 | 0 | 0.0035066
1700 | RAIN WATER DOWN TAKE PIPES: Rain water down take pipes at all level including all labour, material (unless otherwise specified in BOQ/contract specification), transportation, 2 coats of approved paint over one primary coat, fixtures, accessories etc as per specification, drawings and as directed by engineer - in - charge. |  | -
1703 | Providing and fixing galvanised MS down take pipes of 100 mm dia- Medium quality as per IS:1239(part-I) / IS:3589 all complete. | RM | 50 | 0 | 0 | 0.01644
1704 | Providing and fixing galvanised MS down take pipes of 150 mm dia- Medium quality as per IS:1239(part-I) all complete. | RM | 1248 | 0 | 0 | 0.57884
1708 | Providing and fixing GI down take pipes conforming to IS:1239 /IS:3589 of heavy duty all complete for following diameters. |  | -
b | 150 mm Dia | RM | 100 | 0 | 0 | 0.057749
1709 | Providing and fixing HDPE down take pipes conforming to IS:4984 as per specification of following diameters. |  | -
a | 110 mm Dia | RM | 10 | 0 | 0 | 0.0015244
b | 160 mm Dia | RM | 10 | 0 | 0 | 0.0023438
c | 200 mm Dia | RM | 10 | 0 | 0 | 0.0033687
1800 | MISCELLANEOUS: Miscellaneous works including all labour, material (unless otherwise specified in BOQ/contract specification), equipment etc. at all level unless otherwise specified as per specification, drawings and as directed by engineer - in - charge. |  | -
1801 | Providing and Filling in trenches, plinths, area paving and other underground structures with graded stone aggregate of size range 63 mm to 45 mm in layers not exceeding 200 mm in thickness including breaking of stone boulders to required sizes, filling the interstices with selected sand and compacting to 85 % of original volume of stone stack for all lifts etc. all complete. Payment shall be made for the measurement of the volume of the compacted fill. | CUM | 3033 | 0 | 0 | 1.3949
C1801 | Providing and Filling in trenches, plinths, area paving and other underground structures with graded stone aggregate of size range 63 mm to 45 mm in layers not exceeding 275 mm compacted thickness including breaking of stone boulders to required sizes, filling the interstices with well graded selected sand and compacting to 90 % of original volume of stone stack for all lifts etc. all complete. Payment shall be made for the measurement of the volume of the compacted fill. | CUM | 358 | 0 | 0 | 0.16791
D1801 | Providing and Filling in trenches, plinths, area paving and other underground structures with graded stone aggregate of size range 63 mm to 45 mm in layers not exceeding 200 mm compacted thickness including breaking of stone boulders to required sizes, filling the interstices with selected moorum and compacting to 90 % of original volume of stone stack for all lifts etc. all complete. Payment shall be made for the measurement of the volume of the compacted fill. | CUM | 135 | 0 | 0 | 0.062264
1802 | Supply and laying approved quality Stone aggregate 40mm size in transformer yards. | CUM | 20 | 0 | 0 | 0.017132
1807 | Anti termite chemical treatment of soil with Chlorpyriphos/Lindane E.C. 20% with 1% concentration conforming to IS:8944 and as per IS 6313 all complete. (Plinth area of building at ground floor only shall be measured for payment). | SQM | 150 | 0 | 0 | 0.0062432
1808 | Laying of earthing mats/rods including risers, transportation from yard stores, loading, unloading, cutting to length, welding, protective painting of joints etc. all complete. (Excavation & Back filling shall be paid separately under respective item of earth work. Earthing mats/rods shall be supplied by BHEL free of cost) | MT | 75 | 0 | 0 | 0.21174
1809 | Construction of below ground earthing system test pits as per drawing / sketches including concreting, reinforcement, formwork, providing & fixing GI strip etc as per drawing and specification (excavation & backfilling only will be paid under applicable BOQ items). | each | 35 | 0 | 0 | 0.099604
1810 | Construction of below ground earthing system test links as per drawing/ sketches including concreting, reinforcement, formwork, providing & fixing GI strip etc as per drawing & specification (excavation & backfilling only will be paid under applicable BOQ items. | NO | 15 | 0 | 0 | 0.033143
1811 | Construction of below ground earthing system earth electrodes as per drawing and specification. ( Excavation and backfilling only will be paid under applicable BOQ items) | NO | 7 | 0 | 0 | 0.0013238
1812 | Construction of below ground earthing system - Earth connection and riser pig tails as per drawing and specification. ( Excavation and backfilling only will be paid under applicable BOQ items& steel shall be supplied by BHEL free of cost.) | NO | 7 | 0 | 0 | 0.00076843
1813 | Providing Earthing pit as per drawing with charcoal & salt, GI pipes, GI earth electrodes, GI wire, GI strips, brick chamber with covers including associated earthwork etc. all complete. | EACH | 75 | 0 | 0 | 0.50905
1814 | Construction of below ground earthing system test pits as per drawing/ sketches including brickwork, plaster, concreting, reinforcement, formwork, providing & fixing GI strips/pipes, GI wires, covers etc as per drawing & specification including associated earthwork. | EACH | 7 | 0 | 0 | 0.034246
1815 | Providing and fixing GI rungs in concrete/brick walls having zinc coating of minimum 900 g/sqm etc. all complete. | Kg | 50 | 0 | 0 | 0.0014307
1819 | Supply & fixing expanded metal steel sheet conforming to IS:412. Size of mesh shall be 10mmX40mm with strands of 2.5mm width and 1mm thickness to the structural steel for facilitating fireproofing works. | SQM | 5 | 0 | 0 | 0.00053327
1824 | Disposal of scrap steel, scrap wood, broken packing crates, cable scrap, debris and other civil waste, electrical waste materials etc. from project site to a designated place within 5 KM range, with all manpower T & P etc. including loading and unloading as and when directed by BHEL. |  | -
a | Steel scrap / metal scrap | MT | 32 | 0 | 0 | 0.0050611
b | Debris & Other waste materials. | CUM | 50 | 0 | 0 | 0.0014828
1827 | Anti weed chemical treatment of soil with suitable chemical pertaining to the types of weeds found in the vicinity including providing anti-weed/ soil sterlization test certificate, performance guarantee of three years etc. all complete. | SQM | 100 | 0 | 0 | 0.00013007
1831 | Providing random rubble (RR) stone masonary in founadation, super structure, boundary wall, retaining wall and embankment with cement mortar 1:6 with 1:3 mortar flush pointing at all elevations including all labour, material, equipment, handling, scaffolding etc. all complete. | CUM | 20 | 0 | 0 | 0.019614
2000 | FENCING AND GATES: Fencing and gates including all labour, material (unless otherwise specified in BOQ/contract specification), equipment etc at all level as per specification, drawings and as directed by engineer - in - charge. |  | -
2001 | Supplying and erecting in position 2.4 m high PVC coated gavanised chain linked fencing of minimum 8 gauge (including PVC coating ) of mesh size 75mm x 75mm. The diameter of the hot dip galvanised steel wire for chain link fencing excluding PVC coating shall not be less than 12 gauge. GI barbed wire fencing of height of 600 mm confirming to IS 298 at top of chain link fencing shall be provided with 4 strands of barbed wire hot dip galvanised wire of 12G comprising of 2 ply of wires with barbs of 16G spaced at 100mm. Cost to include for GI hook bolts, rings & washers, hot dip galvanised tension wires, 25X6 mm GI flat stretcher bar at end posts, accessories etc. all complete. (Structural post shall be paid separately under item 2007) | RM | 20 | 0 | 0 | 0.012471
2002 | Supplying and erecting in position 2.4 m high gavanised chain linked fencing conforming to IS 2761 of 10G hot dip galvanised steel wires woven in the form of zig-zag mesh giving an opening size of 50 mm square. GI barbed wire fencing of height of 600 mm confirming to IS 298 at top of chain link fencing shall be provided with 4 strands of barbed wire hot dip galvanised wire of 12G comprising of 2 ply of wires with barbs of 16G spaced at 100mm. Cost to include for GI hook bolts, rings & washers, hot dip galvanised tension wires, 25X6 mm GI flat stretcher bar at end posts, accessories etc. all complete. (Structural post shall be paid separately under ST No. 2007) | RM | 50 | 0 | 0 | 0.031671
2003 | Supplying and erecting in position 2.4 m high PVC coated gavanised chain linked fencing of minimum 8 gauge (including PVC coating ) of mesh size 75mm x 75mm. The diameter of the hot dip galvanised steel wire for chain link fencing excluding PVC coating shall not be less than 12 gauge. Concertina of height of 600 mm at top of chain link fencing shall be provided with all accessories. Concertinal shall be from tensile serrated galvanised wire (HTSW) made with wire diameter of 2.5 mm which will be stretched to 6m and attached on two strands of galvanised HTSSW (high tensile spring steel wire) of 2.5mm dia by means of clips at 1m interval. These two HTSSW strands will be attached to the fence posts/ angles with 12 mm security fasteners. Cost to include for GI hook bolts, rings & washers, hot dip galvanised tension wires, 25X6 mm GI flat stretcher bar at end posts etc. all complete. (Structural post shall be paid separately under ST No. 2007) | RM | 150 | 0 | 0 | 0.099266
2004 | Supplying and erecting in position 2.4 m high gavanised chain linked fencing conforming to IS 2761 of 10G hot dip galvanised steel wires woven in the form of zigzag mesh giving an opening size of 50 mm square. Concertina of height of 600 mm at top of chain link fencing shall be provided with all accessories. Concertinal shall be from tensile serrated galvanised wire (HTSW) made with wire diameter of 2.5 mm which will be stretched to 6m and attached on two strands of galvanised HTSSW (high tensile spring steel wire) of 2.5mm dia by means of clips at 1m interval. These two HTSSW strands will be attached to the fence posts/ angles with 12 mm security fasteners. Cost to include for GI hook bolts, rings & washers, hot dip galvanised tension wires, 25X6 mm GI flat stretcher bar at end posts etc. all complete. (Structural post shall be paid separately under ST No. 2007) | RM | 100 | 0 | 0 | 0.065501
2005 | Supplying and fixing 600mm high G.I. barbed wire fencing on top of boundary wall consisting of min. 6 nos. strands of barbed wire hot dip galvanised wire of 12G comprising of 2 ply with barbs of 16G spaced at 100mm including GI clips, anchors, accessories etc. all complete. (Structural post shall be paid separately under ST No. 2007/ 2008 as the case may be) Measurement shall be for per running meter of fencing. | RM | 5 | 0 | 0 | 0.00017559
2006 | Supplying and fixing 600mm high concertina on top of boundary wall including GI tension wires, clips, anchors, accessories etc. all complete. Concertinal shall be from tensile serrated galvanised wire (HTSW) made with wire diameter of 2.5 mm which will be stretched to 6m and attached on two strands of galvanised HTSSW (high tensile spring steel wire) of 2.5mm dia by means of clips at 1m interval. These two HTSSW strands will be attached to the fence posts/ angles with 12 mm security fasteners. (Structural post shall be separately under ST No. 2007) | RM | 10 | 0 | 0 | 0.00086884
2007 | Supply and fixing of hot dip galvanised mild steel posts for fencing. Rate of zinc coating shall not be less than 710 g/m2 on steel posts. Payment Terms: a) On receipt of material site - 60% b) Execution as per item description - 40% | MT | 7 | 0 | 0 | 0.20445
2008 | Supply, fabrication and fixing of mild steel posts for fencing including painting etc all complete. | MT | 3 | 0 | 0 | 0.082317
2009 | Supply, fabrication and installing in position and testing galvanised MS Gates out of channels, joists, angles, flats, plates, pipes, welded steel wire mesh & sheets including stiffners, bracings, fabricated hinges, MS Aldrops with locking arrangement, tempered steel pivot, guide track of MS Tee, bronze aluminium ball bearing arrangements, castor wheels, paintings etc. all complete. Payment Terms: a) On receipt of material site - 60% b) Execution as per item description - 40% | MT | 3 | 0 | 0 | 0.096145
2100 | WATER SUPPLY: Water supply work including men, material (unless otherwise specified in BOQ/contract specification), equipment etc. at all level as per specification, drawings and as directed by engineer - in - charge. |  | -
2101 | Providing and fixing in position tested heavy duty type chromium plated (CP) brass long neck bib cocks including sockets, union, nuts etc all complete - 15mm nominal bore. | NOS | 35 | 0 | 0 | 0.0071926
2102 | Providing and fixing in position heavy duty brass stop cock of approved quality including all specials etc all complete - 15mm nominal bore. | NOS | 15 | 0 | 0 | 0.0019003
2103 | Providing and fixing in position heavy duty brass full way valve with wheel of approved quality including all specials etc all complete for following sizes: |  | -
a | 25mm nominal bore. | NOS | 6 | 0 | 0 | 0.00098018
b | 50mm nominal bore. | NOS | 6 | 0 | 0 | 0.002054
2104 | Providing and fixing GI pipes class B medium class conforming to IS:1239 pipes shall be concealed and painted with anticorrsive bituminous paint, complete for internal works with GI sockets, unions, elbows, tees, nipples etc and clamps including cutting and making good the walls etc all complete for following sizes: |  | -
a | 15 mm nominal bore. | RM | 100 | 0 | 0 | 0.012122
b | 20 mm nominal bore. | RM | 60 | 0 | 0 | 0.00796
c | 25 mm nominal bore. | RM | 10 | 0 | 0 | 0.0014854
d | 50 mm nominal bore. | RM | 10 | 0 | 0 | 0.0021383
2105 | Providing and fixing GI pipes class B complete for external work with GI sockets, unions, elbows, tees, nipples etc including trenching & refilling, anti-corrosive paint etc all complete for following sizes: |  | -
a | 15 mm nominal bore. | RM | 15 | 0 | 0 | 0.0014242
b | 20 mm nominal bore. | RM | 10 | 0 | 0 | 0.0010639
c | 25 mm nominal bore. | RM | 10 | 0 | 0 | 0.0012226
d | 32mm nominal bore. | RM | 10 | 0 | 0 | 0.0014437
2106 | Providing and fixing 610mmx453mmx6mm thk mirror from reputed mirror manufacturer. Mirror shall be mounted with glass adjustable revolving CP brackets with CP screws etc all complete. | NOS | 13 | 0 | 0 | 0.0041054
2107 | Providing and fixing 610mmx127mmx6mm thk clear glass with C.P Guard rails and mounted on C.P. brackets etc all complete. | NOS | 3 | 0 | 0 | 0.00060559
2108 | Providing and fixing 25 mm diameter stainless steel towel rails (600mm X 25mm) with C.P. mounting brackets all complete. | NOS | 13 | 0 | 0 | 0.0032126
2109 | Providing and fixing 20mm dia chromium plated M.S. pipes wall mounted towel rod with C.P. Brackets etc all complete. | NOS | 3 | 0 | 0 | 0.00070392
2110 | Providing and fixing C.P. Soap holder mounted with C.P. screws etc all complete. | NOS | 13 | 0 | 0 | 0.0022827
2111 | Providing and fixing stainless steel / C.P. liquid soap dispenser. Dispenser shall be round and easily revolving with removable threaded nozzle and mounted on C.P. brackets etc all complete. | NOS | 13 | 0 | 0 | 0.0021575
2112 | Providing and fixing glazed vitreous wall mounted paper holder with suitable cover cum cutter fitted with CP screws etc. sll complete. | NOS | 12 | 0 | 0 | 0.0014359
2113 | Providing and fixing chromium plated brass shower rose 100mm dia with 15 or 20 mm inlet dia all complete. | NOS | 3 | 0 | 0 | 0.00028875
2114 | Providing & fixing in position P.V.C. water tank of Syntex or approved equivalent conforming to IS:12701 including making all necessary inlet & outlet pipes, fixture, ball cocks, valves etc all complete for following capacities. GI pipes shall be paid separately under ST No. 2105. |  | -
a | 500 litres capacity | NOS | 6 | 0 | 0 | 0.0063852
b | 1000 litres capacity | NOS | 6 | 0 | 0 | 0.01277
c | 2000 litres capacity | NOS | 1 | 0 | 0 | 0.0042565
2200 | SANITARY: Sanitary work including all labour, material (unless otherwise specified in BOQ/contract specification), equipment etc. at all level as per specification, drawings and as directed by engineer - in - charge. |  | -
2201 | Supply and fixing glazed vitreous china Wash Basin of approved make conforming to IS:2556 part 4 of oval shape with R.S. or C.I. brackets painted white, 15mm chromium plated brass hot & cold faucets with nylon washers, chromium plated brass chain with rubber plug, 32mm chromium plated brass bottle trap and waste of standard pattern, 32mm dia chromium plated brass trap unions, plastic connection pipe with chromium plated nuts, fittings, cutting and making good the walls where required etc all complete. |  | -
a | White | EACH | 13 | 0 | 0 | 0.034179
b | Colored | EACH | 6 | 0 | 0 | 0.016721
2202 | Providing and fixing approved vitreous china laboratory sink of size 600x400x200mm conforming to IS:2556 (part-5) with R.S. or C.I. brackets, chromium plated brass chain with rubber plug 40mm, 40mm CP brass waste and 40mm CP brass trap with necessaary union complete including painting the fittings, cutting and making good the wall where required etc. all complete. | EACH | 2 | 0 | 0 | 0.0029093
2203 | Providing and fixing stainless steel kitchen sink of size 610x510x200mm conforming to IS: 13983 including all fittings etc. all complete. | EACH | 2 | 0 | 0 | 0.0051751
2204 | Providing and fixing colour glazed vitreous china European type water closet conforming to IS:2556 with siphon, open front solid plastic seat and plastic cover, low level 12.5 litre PVC flushing cistern (same colour as WC) with valveless fittings, necessary C.P connections etc all complete. |  | -
a | Floor mounted | EACH | 13 | 0 | 0 | 0.021782
b | Wall mounted | EACH | 6 | 0 | 0 | 0.013838
2205 | Providing and fixing colour glazed vitreous indian type Orissa pattern (580x440mm) water closet conforming to IS:2556 part 3 with all fittings including foot rests, low level 12.5 litre PVC flushing cistern with valveless fittings, necessary C.P connections etc all complete. | EACH | 12 | 0 | 0 | 0.019191
2206 | Providing and fixing white flat back glazed vitreous china urinals of size 440x265x355 mm with photo voltaic control flushing system as per IS:2556 (part 6, section 1) with flush pipes, lead pipes, gratings, traps and necessary C.P. fittings etc. all complete. | EACH | 15 | 0 | 0 | 0.054511
2207 | Supply, laying and jointing UPVC pipes of class 3 as per IS:4985 including bends, branches and all other necessary fittings, M.S holder bats/clamps, cutting and making good the walls and floors, jointing, testing etc all complete for following. |  | -
b | 110mm dia pipes | RM | 60 | 0 | 0 | 0.0073357
c | 160mm dia pipes | RM | 60 | 0 | 0 | 0.011378
d | 200mm dia pipes | RM | 10 | 0 | 0 | 0.002336
2208 | Providing, laying light duty non pressure NP3 class RCC pipes with collars jointed with stiff mixture of cement mortar 1:2 including testing of joints etc all complete for following. (Cement shall be issued by BHEL free of cost as per TCC) |  | -
a | 200mm dia | RM | 35 | 0 | 0 | 0.0072746
b | 300mm dia | RM | 35 | 0 | 0 | 0.012546
c | 450mm dia | RM | 10 | 0 | 0 | 0.0059882
d | 600mm dia | RM | 10 | 0 | 0 | 0.0081994
e | 900mm dia | RM | 10 | 0 | 0 | 0.01443
2209 | Providing, laying light duty non pressure NP2 class RCC pipes with collars jointed with stiff mixture of cement mortar 1:2 including testing of joints etc complete for following.(Cement shall be issued by BHEL free of cost as per TCC) |  | -
a | 150mm dia | RM | 75 | 0 | 0 | 0.010321
b | 250mm dia | RM | 75 | 0 | 0 | 0.013442
c | 300mm dia | RM | 20 | 0 | 0 | 0.0044535
d | 450mm dia | RM | 20 | 0 | 0 | 0.0066178
e | 500mm dia | RM | 20 | 0 | 0 | 0.0077675
2210 | Providing, laying light duty non pressure NP4 class RCC pipes with collars jointed with stiff mixture of cement mortar 1:2 including testing of joints etc complete for following:(Cement shall be issued by BHEL free of cost as per TCC) |  | -
Aa | 250mm dia | RM | 10 | 0 | 0 | 0.0038604
Ab | 300mm dia | RM | 10 | 0 | 0 | 0.0046069
a | 450mm dia | RM | 10 | 0 | 0 | 0.0068493
A2211 | Providing and fixing C.I Manhole heavy duty cover of size 600mmx600mm including frame from reputed manufacture confirming to IS:4111 etc all complete as per specification. | EACH | 10 | 0 | 0 | 0.028079
2212 | Providing and fixing circular heavy duty C.I. manhole cover of 600 mm dia with frame etc. all complete. | EACH | 10 | 0 | 0 | 0.027912
2213 | Providing and fixing square mouth S.W Gully trap grade 'A' complete with CI grating, brick masonry chamber(Clay Brickwork in 1:6 mortar, 12mm plaster in 1:6 mortar & 1:2:4 Cement Concrete) and water tight CI cover with 300x300mm (inside). The weight of cover to be not less than 4.53 Kg and frame to be not less than 2.72 Kg etc all complete for following sizes: |  | -
a | 100x100mm P or S Type. | EACH | 10 | 0 | 0 | 0.0047032
b | 150x100mm P or S Type. | EACH | 10 | 0 | 0 | 0.0048827
c | 150x150mm P or S Type. | EACH | 10 | 0 | 0 | 0.0051012
2214 | Providing and fixing C.I. floor traps size 100 mm Inlet and 100 mm Outlet Sand Cast Iron S&S as per IS: 1729 with C.P jalli all complete. | EACH | 10 | 0 | 0 | 0.0041829
2215 | Providing and fixing 100mm heavy duty UPVC floor traps with 100 mm inlet and 100 mm outlet & C.P jalli all complete. | EACH | 21 | 0 | 0 | 0.0084017
2216 | Providing and installing approved brand single tap water cooler of 80 L cooling capacity all complete. | EACH | 6 | 0 | 0 | 0.073774
2218 | Providing and fixing white viterous urinal partitions of size 675x325x85mm all complete. | EACH | 26 | 0 | 0 | 0.016936
2219 | Providing and fixing eye and face drinking water fountain (combined unit with receptacle conforming to IS: 10592) all complete as per specification. | EACH | 5 | 0 | 0 | 0.023256
2220 | Providing and fixing heavy duty cast iron pipes for above and below ground sanitory works with water tight lead joint, fixing clamps, excavation, filling, disposal etc. all complete for the following. |  | -
a | 75mm dia pipes | RM | 10 | 0 | 0 | 0.0038968
b | 100mm dia pipes | RM | 10 | 0 | 0 | 0.0050205
c | 150mm dia pipes | RM | 10 | 0 | 0 | 0.0072681
d | 200mm dia pipes | RM | 10 | 0 | 0 | 0.010457
e | 250mm dia pipes | RM | 10 | 0 | 0 | 0.015077
2221 | Providing, laying spun CI pipes with conforming to IS 1536 complete for following. (Excavation, backfilling, concrete to be paid seperately) |  | -
a | 75mm dia | RM | 10 | 0 | 0 | 0.0044717
b | 100mm dia | RM | 10 | 0 | 0 | 0.0060116
c | 150mm dia | RM | 10 | 0 | 0 | 0.0089303
d | 200mm dia | RM | 10 | 0 | 0 | 0.013155
e | 250mm dia | RM | 10 | 0 | 0 | 0.016768
f | 300mm dia | RM | 10 | 0 | 0 | 0.020584
2222 | Providing and fixing HDPE pipes in concrete/ brick work of following sizes including cutting, fixing and levelling in position etc. all complete. |  | -
a | Upto 75 mm dia | RM | 60 | 0 | 0 | 0.0044483
b | 100 mm dia | RM | 60 | 0 | 0 | 0.0064305
c | 150 mm dia | RM | 60 | 0 | 0 | 0.011534
d | 200 mm dia | RM | 10 | 0 | 0 | 0.0031632
2223 | Providing and fixing suitable water meter (Maximum Working Pressure 16 bar; Maximum Liquid Temperature 60°C; Connection Flanges according to ISO, BS 10, American Water works Association (AWWA) or others; Register water consumption in cum) on 50 mm domestic water inlet pipe | NOS. | 3 | 0 | 0 | 0.009404
2400 | ROAD WORKS: Road works including all labour, material (unless otherwise specified in BOQ/contract specification), equipment, transportation etc. as per specification drawing, relevant IRC & IS codes and as directed by the Engineer-in-charge for the following: |  | -
2401 | Preparation of sub grade by excavating earth to required depth for all types of soil/ rock, dressing to camber and consolidating the base including making good the undulation etc and disposal of surplus earth, debris etc. within a lead upto 1 km etc. all complete. | CUM | 4050 | 0 | 0 | 0.069533
2402 | Supplying and filling with selected good earth of approved quality in layers not exceeding 300 mm loose thickness using borrowed soil (borrowed soil to be arranged by the bidder) and compacted so as to achieve at least 95 % maximum dry density as per IS-2720 (Part-VII) including royalty/seignorage fee (if any), sorting, spreading, breaking clods, watering, ramming/compaction by manual/mechanical means, dressing, finishing to required lines, grades and slopes, tesing etc all complete. | CUM | 1902 | 0 | 0 | 0.37553
2403 | Providing, stacking & laying granular morrum for shoulder including watering, compaction with road roller to required camber etc all complete. | CUM | 25 | 0 | 0 | 0.0095729
2404 | Providing & laying water bound macadam sub base course in layers of required thickness with crushed stone aggregates 90 to 40 mm down size (IRC 19 - grading -1), stone screening & blinding material including screening, sorting, spreading to template & consolidation with road roller including carriage, spreading & consolidation of blinding material moorum etc all complete. | CUM | 25 | 0 | 0 | 0.013891
2405 | Providing & laying water bound macadam base course in layers of required thickness with stone aggregate 63mm to 40mm size(IRC 19 - grading -1), stone screening and blinding material including screening sorting, spreading to template and consolidation with road roller including carriage, spreading and consolidation of blinding material moorum etc all complete. | CUM | 900 | 0 | 0 | 0.61924
B2405 | Providing & laying Granular base/sub-base course in layers of required thickness with stone aggregate size as per IRC 19 - grading-1 or 2, stone screening and blinding material including screening sorting, spreading to template and consolidation with road roller including carriage, spreading and consolidation of blinding material moorum etc all complete. | CUM | 1290 | 0 | 0 | 0.88758
2406 | Providing & Laying water bound macadam base course with stone aggregate 50mm to 20mm size stone(IRC 19 -grading -1) screening & binding material including screening, sorting, spreading to template & consolidation with road roller including carriage spreading & consolidation of blinding material moorum etc all complete. | CUM | 20 | 0 | 0 | 0.013761
A2410 | Providing & laying 40mm bitumen mastic wearing course over concrete pavement with industrial bitumen of grade 85/25 conforming to IS : 702, prepared by using mastic cooker and laid to required level and slope, including providing antiskid surface with bitumen fine grained hard stone chipping of approved size at the rate of 0.005 precoated cum per 10 sqm and at approximate spacing of 10 cm centre to centre in both directions, pressed into surface protruding 1 mm to 4 mm over mastic surface, including cleaning the surface, removal of debris etc. all complete as per specification, drawings and as per direction of engineer-in-charge. (Considering bitumen using 10.2% as per MORTH specification). | SQM | 4300 | 0 | 0 | 0.46532
2413 | Supplying and laying 400mmx150mmx350mm deep precast concrete kerb stone of grade M-20 with 20 mm nominal size stone aggregate and of shape as per detailed drawing including fixing with cement mortar (1:2) in 13mm thick joints, finishing of joints with neat cement paste, making drainage opening where required etc all complete. | RM | 2000 | 0 | 0 | 0.18069
C2414 | Providing & laying edge protection on edges with M-25 GRADE PCC BLOCKS etc all complete.. | RM | 100 | 0 | 0 | 0.0023932
2415 | Supply and laying 150mm dia R.C.C NP-2 type Hume pipe in raised shoulders as rain water drains as per detailed drawing including fixing with cement mortar (1:3) in 13mm thick joints, finishing of joints with neat cement paste etc all complete. Payment terms - a) On receipt of materials at site - 50%; b) On completion of erection & fixing - 50%. | RM | 10 | 0 | 0 | 0.0014742
C2415 | Supply and laying 200 mm dia R.C.C NP-3 type Hume pipe in raised shoulders as rain water drains as per detailed drawing including fixing with cement mortar (1:2) in 13mm thick joints, finishing of joints with neat cement paste etc all complete. | RM | 50 | 0 | 0 | 0.010392
D2415 | Supply and laying 600 mm dia R.C.C NP-3 type Hume pipe in raised shoulders as rain water drains as per detailed drawing including fixing with cement mortar (1:2) in 13mm thick joints, finishing of joints with neat cement paste etc all complete. | RM | 10 | 0 | 0 | 0.0081994
2416 | Dismantling of existing concrete road or bitumen road or pavement , prepairing subgrade to receive new WBM including camber consolidation including disposal of debris within a lead of 1 km etc all complete. | SQM | 500 | 0 | 0 | 0.014255
| Providing and placing concrete work in road including cost of labour, materials (unless otherwise specified in BOQ/contract specification) and equipment for handling, transportation, batching, mixing, placing, vibrating and curing (excluding cost of centering, shuttering and reinforcement) with mechanised equipments like batching plant, transit mixer, concrete pump etc. complete as per drawing, specifications and as per direction of engineer in charge for the following: |  | -
AA2418 | Design Mix Concrete of grade M10 (with maximum replacement of river sand up to 50% quantity by mass with coarse bottom ash) as lean concrete, levelling course, mud mat under and around foundations/floors at any depth below finished floor level etc. (Cement shall be issued by BHEL free of cost as per TCC. Bottom Ash shall be obtained from TSTPP Kaniha at nominal charge of Rs. 1 per MT and its transportation from TSTPP Kaniha to NTPC Talcher project site shall be in the scope of bidder) | CUM | 765 | 0 | 0 | 0.67879
BB2418 | Extra over item no. AA2418 for using Concrete of grade M10 (1 part cement, 3part sand, 6 parts of 40 mm graded aggregate by volume) in place of Design Mix Concrete of grade M10 (with maximum replacement of river sand up to 50% quantity by mass with coarse bottom ash). (Cement shall be issued by BHEL free of cost as per TCC). | CUM | 765 | 0 | 0 | 0.026069
A2419 | Providing and laying cement concrete of grade M35 using 20 mm nominal size stone aggregate with approved admixture (if required) with high performance PCE-based BIS approved water reducing admixture of Type-G as per ASTMC-494 of approved make FOSROC/SIKA/BASF or Equivalent having minimum water reduction capability of 30% to achieve required slump in concrete all complete as per specification & drawing for the following. (Cement shall be issued by BHEL free of cost as per TCC) | CUM | 1075 | 0 | 0 | 1.0847
B2419 | Extra over item No. A2419 for using OPC-43 grade & Fly ash as maximum 25% weight of total cementitious material shall be replaced by Fly ash conforming to IS-3812, Part-1, 2013 (or latest) in the design mix cement concrete. (Cement shall be issued by BHEL free of cost as per TCC. Fly Ash shall be obtained from TSTPP Kaniha at nominal charge of Rs. 1 per MT and its transportation from TSTPP Kaniha to NTPC Talcher project site shall be in the scope of bidder) | CUM | 1075 | 0 | 0 | 0.0053132
2420 | Supplying and filling sand preparation for shoulder/road sub base/subgrade in layers of 250 mm thickness and compacted so as to achieve at least 80% relative density as per IS-2720 (Part-XIV) including spreading, watering, ramming/ compaction by manual/ mechanical means, dressing, royalty (if any) etc all complete. | CUM | 10 | 0 | 0 | 0.0022605
A2421 | Design Mix Concrete of grade M15 (with maximum replacement of river sand up to 50% quantity by mass with coarse bottom ash) as lean concrete, levelling course, mud mat under and around foundations/floors at any depth below finished floor level etc. (Cement shall be issued by BHEL free of cost as per TCC. Bottom Ash shall be obtained from TSTPP Kaniha at nominal charge of Rs. 1 per MT and its transportation from TSTPP Kaniha to NTPC Talcher project site shall be in the scope of bidder) | CUM | 675 | 0 | 0 | 0.59893
B2421 | Extra over item no. A2421 for using Concrete of grade M15 (1 part cement, 3part sand, 6 parts of 40 mm graded aggregate by volume) / Design Mix Concrete of grade M10 in place of (with maximum replacement of river sand up to 50% quantity by mass with coarse bottom ash). (Cement shall be issued by BHEL free of cost as per TCC). | CUM | 675 | 0 | 0 | 0.023002
2422 | Providing and fixing in position MS dowel bar reinforcement including surface painted with bitumen and greasing, dowel end caps with cotton fills etc all complete as per specification, drawing and as directed by Engineer. | MT | 25 | 0 | 0 | 0.5136
2423 | Providing, straightening, cutting, bending, placing in position at any level, binding in position of steel reinforcements of TMT steel of grade Fe-500 confirming to IS:1786 including cost of binding wire, labour, scaffolding, transportation to & from stores etc all complete as per specification, drawing and as directed by Engineer. | MT | 5 | 0 | 0 | 0.013077
2425 | Providing & installation of bitumen impregnated fibre board of specified thickness confirming to IS 1838 as joint filler including nailing, coating of both faces with coal tar pitch/bitumin etc. all complete as per specification, drawing and as directed by engineer. |  | -
a | 12 mm wide joints. | SQM | 1 | 0 | 0 | 0.0001514
b | 20 mm wide joints. | SQM | 1 | 0 | 0 | 0.00022397
c | 25 mm wide joints | SQM | 1 | 0 | 0 | 0.0002721
d | 50 mm wide joints | SQM | 1 | 0 | 0 | 0.00052339
2426 | Providing and filling in position hot applied bitumen sealing compund (Grade A) of specified thick confirming to IS 1834 including cleaning, mixing, heating, pouring/injecting sealing compound in gaps in joints, sealant primer etc all complete as per specification, drawing and as directed by Engineer. | RM | -
a | 10mm X 40mm | RM | 10 | 0 | 0 | 0.00011966
b | 12mm X 25mm | RM | 20 | 0 | 0 | 0.00021851
c | 20mmX25mm | RM | 20 | 0 | 0 | 0.00026533
2427 | Providing and laying debonding strip/tape of specified thickness before applying sealant including cleaning etc all complete as per specification, drawing and as directed by Engineer. | RM | -
a | 12 mm wide joints. | RM | 10 | 0 | 0 | 0.00010926
b | 20 mm wide joints. | RM | 20 | 0 | 0 | 0.00033297
c | 25 mm wide joints | RM | 20 | 0 | 0 | 0.00042141
A2428 | Providing & laying 75 mm thick interlocking precast designer concrete blocks of M35 grade of approved colour and pattern as per specification and recommendation of manufacturer. | SQM | 2450 | 0 | 0 | 0.49711
B2428 | Providing & laying 80 mm thick precast interlocking concrete pavers of approved colour and pattern as per specification and recommendation of manufacturer. | SQM | 10 | 0 | 0 | 0.0020863
B2429 | Providing and laying 50mm thick sand layer below concrete pavers including compaction etc all complete as per specification, drawing and as directed by Engineer. | SQM | 2450 | 0 | 0 | 0.028233
C2429 | Providing and laying 100mm thick sand layer below concrete pavers including compaction etc all complete as per specification, drawing and as directed by Engineer. | SQM | 10 | 0 | 0 | 0.00023048
B2430 | Providing and laying Impermeable plastic sheeting 125 microns thick laid flat without creases as per IRC 15-2002 etc all complete as per specification, drawing and as directed by Engineer. | SQM | 3500 | 0 | 0 | 0.018209
C2430 | Providing and laying Inverted Choke with 25 mm course of screenings (Grading-B) over prepared subgrade including compaction etc all complete as per specification, drawing and as directed by Engineer. | CUM | 10 | 0 | 0 | 0.013014
2600 | LEVELING & GRADING: Levelling & grading works including all labour, material (unless otherwise specified in BOQ/contract specification), equipment etc. as per specification, drawings and as directed by engineer - in - charge. |  | -
2602 | Earth work in stripping of top soil upto a maximum depth of 0.30 m below ground level so as to exclude all debris, grass, vegetation, bushes, trees having girth upto 300mm including roots and organic materials etc for leveling and grading including dressing to specified levels & grades and compacting the graded/stripped surface by manual/mechanical means, disposal of stripped materials within a lead upto 1km etc all complete as per specification, drawing and as directed by the engineer-in-charge. | Sq.m | 4148 | 0 | 0 | 0.023739
2603 | Earth work in excavation upto any depth below ground level in all types of soil including ash which can be excavated by any means for grading including setting out, levelling, dewatering (wherever required), shoring & strutting (wherever required), dressing the sides & bottom, levelling to grade, all lifts, ramming/compacting the excavated bottom/graded surface, stacking/disposal of surplus excavated materials within a lead upto 1km, spreading/levelling of disposed materials etc all complete as per specification, drawing and as directed by the engineer-in-charge. | CUM | 2386 | 0 | 0 | 0.054619
2609 | Earth work in filling upto any depth below ground level for grading to proper grade and level in layers not exceeding 300mm compacted thickness so as to achieve at least 95% maximum dry density as per IS-2720 (Part-VII) with surplus stacked soil/soft rock and compacted as specified including re-excavation of stacked earth, all lifts, dewatering if required, sorting, spreading, breaking clods, watering, ramming/compaction by manual/mechanical means, dressing, finishing to required lines, grades and slopes, tesing etc all complete as per specification, drawing and as directed by the engineer-in-charge. | CUM | 1488 | 0 | 0 | 0.04103
A2610 | Extra over ST No. 2602 to 2609 for carriage of material/earth for every 500m or part thereof beyond an initial lead of 1 km. |  | -
a | Carriage for stacking/ backfilling of serviceable material/ earth | CUM | 640 | 0 | 0 | 0.0016648
b | Carriage for disposal of serviceable/unserviceable material/ earth as per specification | CUM | 60 | 0 | 0 | 0.00015608
A2612 | Providing and laying 300mm thick stone pitching including caulking with 1 cement: 4 sand mortar on the slopes of earth fill/cut with approved quality of rock fragments including materials, testing, necessary excavations if any, compaction etc all complete as per specification, drawing and as directed by the engineer. | CUM | 1456 | 0 | 0 | 1.0166
1800 | OTHER MISCELLANEOUS: Miscellaneous works including all labour, material (unless otherwise specified in BOQ/contract specification), equipment, royalty chrages, seigniorage charges etc. at all level unless otherwise specified as per specification, drawings and as directed by engineer - in - charge. |  | - |  |  | 0
1863 | Loading, Transporting, Crushing/Breaking into required sizes and Filling in trenches, plinths, area paving, grade slab, other underground structures, etc. with graded stone of size range 150mm to 90mm in layers not exceeding 300mm in thickness using/with selected materials from compulsorily excavated rock available within a lead upto 1Km, filling the interstices with selected moorum and compacting to 90% of original volume of stone stack for all lifts etc. all complete as per drawings/specifications. Payment shall be made for the measurement of the volume of the compacted fill. Rock Crusher Plant (Preferably Mobile Type) may be required to install within project plant premises for crushing the excavated rock into required size. Item includes royalty charges of applicable. | CUM | 8565.5 | 0 | 0 | 1.7914
A1863 | Loading, Transporting, Crushing/Breaking into required sizes and handing over to BHEL's other agency/(ies) for filling in trenches, plinths, area paving, grade slab, other underground structures, etc. with graded stone of size range 150mm to 90mm in layers not exceeding 300mm in thickness using/with selected materials from compulsorily excavated rock available within a lead upto 1Km, filling the interstices with selected moorum and compacting to 90% of original volume of stone stack for all lifts etc. all complete as per drawings/specifications. Payment shall be made for the measurement of the volume of the compacted fill. Rock Crusher Plant (Preferably Mobile Type) may be required to install within project plant premises for crushing the excavated rock into required size . Item includes royalty charges of applicable. | CUM | 25000 | 0 | 0 | 3.3687
1864 | Loading, Transporting, Crushing/Breaking into required sizes and Filling in trenches, plinths, area paving, grade slab, other underground structures, etc. with graded stone of size range 90mm to 63mm in layers not exceeding 300mm in thickness using/with selected materials from compulsorily excavated rock available within a lead upto 1Km, filling the interstices with selected moorum and compacting to 90% of original volume of stone stack for all lifts etc. all complete as per drawings/specifications. Payment shall be made for the measurement of the volume of the compacted fill. Rock Crusher Plant (Preferably Mobile Type) may be required to install within project plant premises for crushing the excavated rock into required size . Item includes royalty charges of applicable. | CUM | 10278.6 | 0 | 0 | 2.1497
A1864 | Loading, Transporting, Crushing/Breaking into required sizes and handing over to BHEL's other agency/(ies) for filling in trenches, plinths, area paving, grade slab, other underground structures, etc. with graded stone of size range 90mm to 63mm in layers not exceeding 300mm in thickness using/with selected materials from compulsorily excavated rock available within a lead upto 1Km, filling the interstices with selected moorum and compacting to 90% of original volume of stone stack for all lifts etc. all complete as per drawings/specifications. Payment shall be made for the measurement of the volume of the compacted fill. Rock Crusher Plant (Preferably Mobile Type) may be required to install within project plant premises for crushing the excavated rock into required size . Item includes royalty charges of applicable. | CUM | 30000 | 0 | 0 | 4.0424
1865 | Loading, Transporting, Crushing/Breaking into required sizes and Filling in trenches, plinths, area paving, grade slab, other underground structures, etc. with graded stone of size range 63mm to 40mm in layers not exceeding 300mm in thickness using/with selected materials from compulsorily excavated rock available within a lead upto 1Km, filling the interstices with selected moorum and compacting to 90% of original volume of stone stack for all lifts etc. all complete as per drawings/specifications. Payment shall be made for the measurement of the volume of the compacted fill. Rock Crusher Plant (Preferably Mobile Type) may be required to install within project plant premises for crushing the excavated rock into required size . Item includes royalty charges of applicable. | CUM | 8565.5 | 0 | 0 | 1.7914
A1865 | Loading, Transporting, Crushing/Breaking into required sizes and handing over to BHEL's other agency/(ies) for filling in trenches, plinths, area paving, grade slab, other underground structures, etc. with graded stone of size range 63mm to 40mm in layers not exceeding 300mm in thickness using/with selected materials from compulsorily excavated rock available within a lead upto 1Km, filling the interstices with selected moorum and compacting to 90% of original volume of stone stack for all lifts etc. all complete as per drawings/specifications. Payment shall be made for the measurement of the volume of the compacted fill. Rock Crusher Plant (Preferably Mobile Type) may be required to install within project plant premises for crushing the excavated rock into required size . Item includes royalty charges of applicable. | CUM | 25000 | 0 | 0 | 3.3687
1866 | Loading, Transporting, Crushing/Breaking into required sizes and Filling in trenches, plinths, area paving, grade slab, other underground structures, etc. with sand in layers not exceeding 300mm in thickness thickness and compacted so as to achieve at least 80% relative density as per IS-2720 (Part-XIV) including spreading, watering, ramming/compaction by manual / mechanical means, dressing, royalty (if any) etc. all complete. Rock Crusher Plant (Preferably Mobile Type) may be required to install within project plant premises for crushing the excavated rock into sand. Item includes royalty charges of applicable. | CUM | 26852.4 | 0 | 0 | 3.8279
1867 | Extra over ST No. 1863 to 1866 for carriage of material/rock for every 500m or part thereof beyond an initial lead of 1km. | CUM | 53704.8 | 0 | 0 | 0.1397
| Total Estimated Vlaue |  | - |  | 15000000 | 100

## Summary
2x660MW NTPC Talcher TPS- Stage-III
Summary of Civil and Architecture Works of Ash Handling Plant, Roads & Drains and Other Miscellaneous Foundations/ Structures etc. at 2x660 MW NTPC Talcher
S.No. | Description | Amount | Weightage (%)
1 | Construction and maintenance of labour colony having adequate no. of rest rooms along with toilets & fencing etc. as per drawing attached and TCC including associated civil and structural works on built, own and operate basis. Proposal for construction of these hutment is to be got approved from BHEL before organizing material and execution as per BOQ Item No. A | 15000000 | Fixed Amount
2 | Civil and Architecture Works of Ash Handling Plant, Roads & Drains and Other Miscellaneous Foundations/ Structures etc., inculding installation of mobile stone crusher & it’s operation for producing crushed material of required size |  | 100%
| Total Amount (Rs) | 15000000 | 100%
NOTE: | Bidder has to quote Total Amount including Item Sl. No. 1 in Volume-II Price Bid at e-procurement portal.