## NORTH KARANPURA (hidden)
TAG NO | SERVICE | VALVE SIZE (Inch) | PIPE INLET | PIPE OUTLET | Cv | RATING (ASME) | BODY MATERIAL | TRIM TYPE | TRIM MATERIAL SEAT | TRIM MATERIAL PLUG | TRIM MATERIAL CAGE | LEAKAGE | VALVE TYPE | IBR | ACTUATOR | ACCESSORIES | VALVE MODEL | PR/TEMP | TRIM MATERIAL GUIDE BUSH
ASV-8 | D/A PEGGING FROM AUX. STEAM HEADER | 10 | 273X6.35 | 559X10 | 600 | 300 | A217 WC9 | Mod Equal % | SS 316 + ST | SS 316 + ST | SS 316 + ST + HCP | IV | HIGH DP | Y |  | POS(SMART)WITH PT,AFR,ALR,LS,JB,HW | VSN(HT) | 20/350 | SS 316 + ST
CRHV-6 | D/A PEGGING FROM CRH LINE | 10 | 355.6X15.09 | 965X37 | 600 | 600 | A217 WC9 | Mod Linear | SS 316 + ST | SS 316 + ST | SS 316 + ST + HCP | IV | HIGH DP | Y |  | POS(SMART)WITH PT,AFR,ALR,LS,JB,HW | VSN(HT) | 73.1/380 | SS 316 + ST
CDV-10 | CEP A/B/C MIN. RECIRCULATION | 6 | 219.1X8.18 | 219.1X8.18 | 110 | 300 | A217 WC6 | Mod Equal % | 17-4PH SS | 17-4PH SS | 17-4PH SS | V | HIGH DP CAVITATION | N |  | POS(SMART)WITH PT,AFR,ALR,LS,JB,HW | VHD(A) | 49/VACUUM/75 | 17-4PH SS
CDV-22 | MAIN CONDENSATE CONTROL | 14 | 475X12.7 | 475X12.7 | 1960 | 300(SPL.) | A216 WCB | Equal % | SS 316 + ST | SS 316 + ST | SS 316 + ST | IV | HIGH DP | N |  | POS(SMART)WITH PT,AFR,ALR,LS,JB,HW | VSC(M) | 49/75 | SS 316 + ST
CDV-39 | GSC MIN. FLOW RECIRCULATION | 6 | 219X8.18 | 219X8.18 | 110 | 300 | A217 WC6 | Mod Equal % | 17-4PH SS | 17-4PH SS | 17-4PH SS | V | HIGH DP CAVITATION | N |  | POS(SMART)WITH PT,AFR,ALR,LS,JB,HW | VHD | 49/VACUUM/75 | 17-4PH SS
CDV-43 | EXCESS RETURN TO CST | 6 | 219.1X8.18 | 219.1X8.18 | 110 | 300 | A217 WC9 | Mod Equal % | 17-4PH SS | 17-4PH SS | 17-4PH SS | V | HIGH DP | N |  | POS(SMART)WITH PT,AFR,ALR,LS,JB,HW | VHD | 49/75 | 17-4PH SS
CDV-72 | CONDENSATE FOR VALVE GLAND SEALING | 1 | 60.3X5.54 | 60.3X5.54 | 1.6 | 300 | A217 WC6 | Mod Linear | SS 316 + ST | SS 316 + ST | SS 316 + ST | V | HIGH DP | N |  | POS(SMART)WITH PT,AFR,ALR,LS,JB,HW | VSL(CAS) | 49/75 | SS 316 + ST
DRV-2 | HPH-7A/7B NORMAL DRAIN TO HPH-6A/6B | 6 | 273X12.7 | 273X12.7 | 175 | 600 | A217 WC6 | Equal % | 17-4PH SS | 17-4PH SS | 17-4PH SS | IV | FLASHING | N |  | POS(SMART)WITH PT,AFR,ALR,LS,JB,HW | VSC | 73.1/245 | 17-4PH SS
DRV-8 | HPH-7A/7B NORMAL DRAIN TO HPH-6A/6B | 6 | 273X12.7 | 273X12.7 | 175 | 600 | A217 WC6 | Equal % | 17-4PH SS | 17-4PH SS | 17-4PH SS | IV | FLASHING | N |  | POS(SMART)WITH PT,AFR,ALR,LS,JB,HW | VSC | 73.1/245 | 17-4PH SS
DRV-5 | HPH-7A/7B ALT.DRAIN TO F/T | 6 | 273X12.7 | 323.9X12.7 | 275 | 600 | A217 WC9 | Equal % | SS 440C | SS 440C | SS 440C | V | FLASHING | N |  | POS(SMART)WITH PT,AFR,ALR,LS,SOV,JB,HW | VSC | 73.1/285 | SS 440C
DRV-15 | HPH-6 NORMAL DRAIN TO DEAERATOR | 6 | 273X6.35 | 273X6.35 | 275 | 300 | A217 WC6 | Equal % | 17-4PH SS | 17-4PH SS | 17-4PH SS | IV | FLASHING | N |  | POS(SMART)WITH PT,AFR,ALR,LS,SOV,JB,HW | VSC | 31/219 | 17-4PH SS
DRV-18 | HPH-6A/6B ALT.DRAIN TO F/T | 6 | 273X6.35 | 323.9X9.53 | 395 | 300 | A217 WC9 | Equal % | SS 440C | SS 440C | SS 440C | V | FLASHING | N |  | POS(SMART)WITH PT,AFR,ALR,LS,SOV,JB,HW | VSC | 31/VACUUM/235 | SS 440C
DRV-28 | LPH-3 NORMAL DRAIN TO LPH-2 | 6 | 273X6.35 | 323.9X9.53 | 275 | 300 | A217 WC6 | Linear | 17-4PH SS | 17-4PH SS | 17-4PH SS | IV | FLASHING | N |  | POS(SMART)WITH PT,AFR,ALR,LS,SOV,JB,HW | VSC | 7/VACUUM/130 | 17-4PH SS
DRV-31 | LPH-3 ALT. DRAIN TO F/T | 6 | 273X6.35 | 323.9X9.53 | 395 | 300 | A217 WC9 | Linear | SS 440C | SS 440C | SS 440C | V | FLASHING | N |  | POS(SMART)WITH PT,AFR,ALR,LS,SOV,JB,HW | VSC | 7/VACUUM/145 | SS 440C
DRV-34 | LPH-2 NORMAL DRAIN TO LPH-1 | 8 | 323.9X9.53 | 355.6X9.53 | 640 | 300 | A217 WC6 | Equal % | 17-4PH SS | 17-4PH SS | 17-4PH SS | IV | FLASHING | N |  | POS(SMART)WITH PT,AFR,ALR,LS,SOV,JB,HW | VSC | 7/VACUUM/95 | 17-4PH SS
DRV-37 | LPH-2 ALT. DRAIN TO F/T | 8 | 323.9X9.53 | 355.6X9.53 | 640 | 300 | A217 WC9 | Linear | SS 440C | SS 440C | SS 440C | V | FLASHING | N |  | POS(SMART)WITH PT,AFR,ALR,LS,SOV,JB,HW | VSC | 7/VACUUM/115 | SS 440C
DRV-48 | DEAERATOR OVERFLOW TO F/T | 6 | 219.1X6.35 | 323.9X9.53 | 275 | 300 | A217 WC9 | Quick Opening | SS 440C | SS 440C | SS 440C | V | FLASHING | N |  | AFR,ALR,LS,SOV,JB,HW | VSC | 20/VACUUM/200 | SS 440C
DRV-53 | HPH-8A/8B NORMAL DRAIN TO HPH-7A/7B | 4 | 168.3X14.27 | 168.3X14.27 | 56 | 900 | A217 WC9 | Equal % | 17-4PH SS | 17-4PH SS | 17-4PH SS | IV | FLASHING | N |  | POS(SMART)WITH PT,AFR,ALR,LS,SOV,JB,HW | VSC | 94/290 | 17-4PH SS
DRV-56 | HPH-8A/8B ALT. DRAIN TO F/T | 4 | 168.3X14.27 | 219.1X12.7 | 56 | 900 | A217 WC9 | Equal % | SS 440C | SS 440C | SS 440C | V | FLASHING | N |  | POS(SMART)WITH PT,AFR,ALR,LS,SOV,JB,HW | VSC(HT) | 94/VACUUM/310 | SS 440C
DRV-65 | LPH-4 NORMAL DRAIN TO LPH-3 | 3 | 168.3X7.11 | 219.1X8.18 | 99 | 300 | A217 WC6 | Equal % | 17-4PH SS | 17-4PH SS | 17-4PH SS | IV | FLASHING | N |  | POS(SMART)WITH PT,AFR,ALR,LS,SOV,JB,HW | VSC | 7/VACUUM/150 | 17-4PH SS
DRV-68 | LPH-4 ALT. DRAIN TO F/T | 4 | 168.3X7.11 | 219.1X8.18 | 175 | 300 | A217 WC9 | Linear | SS 440C | SS 440C | SS 440C | V | FLASHING | N |  | POS(SMART)WITH PT,AFR,ALR,LS,SOV,JB,HW | VSC | 7/VACUUM/180 | SS 440C
DMV-43 | NORMAL DM MU TO CONDENSATE TANK | 3 | 114.3X3.05 | 114.3X3.05 | 99 | 300 | A351 CF8M | Equal % | SS 316 + ST | SS 316 + ST | SS 316 + ST | V |  | N |  | POS(SMART)WITH PT,AFR,ALR,LS,JB,HW | VSC | 10/VACUUM/50 | SS 316 + ST
DMV-78 | EMERGENCY DM MU TO CONDENSATE TANK | 6 | 219.1X3.76 | 219.1X3.76 | 370 | 300 | A351 CF8M | Mod Equal % 1 | SS 316 + ST | SS 316 + ST | SS 316 + ST | V |  | N |  | POS(SMART)WITH PT,AFR,ALR,LS,JB,HW | VSC | 10/VACUUM/50 | SS 316 + ST
PGC20AA101 | DMCW SYSTEM -TG AUX. | 8 | 273X6 | 273X6 | 640 | 300 | A216 WCB | Equal % | SS 316 + ST | SS 316 + ST | SS 316 + ST | IV | HIGH DP | N |  | POS(SMART)WITH PT,AFR,ALR,LS,JB,HW | VSC | 10/60 | SS 316 + ST
PGC50AA101 | DMCW SYSTEM -SG AUX. | 4 | 166.5X5.4 | 166.5X5.4 | 175 | 300 | A216 WCB | Equal % | SS 316 + ST | SS 316 + ST | SS 316 + ST | IV | HIGH DP | N |  | POS(SMART)WITH PT,AFR,ALR,LS,JB,HW | VSC | 12/60 | SS 316 + ST

## SURATGARH (hidden)
TAG NO | SERVICE | VALVE SIZE (Inch) | PIPE INLET | PIPE OUTLET | Cv | RATING (ASME) | BODY MATERIAL | TRIM TYPE | TRIM MATERIAL SEAT | TRIM MATERIAL PLUG | TRIM MATERIAL CAGE | LEAKAGE | VALVE TYPE | IBR | ACTUATOR | ACCESSORIES | VALVE MODEL | PR/TEMP | TRIM MATERIAL GUIDE BUSH
ASV-8 | DEAERATOR PEGGING FROM AUX. STEAM HEADER | 12 | 323.9X9.53 | 559X10 | 720 | 300# | A216 WCB | Mod Equal % | SS 316 + ST | SS 316 + ST | SS 316 + ST | V | HIGH DP | Y | 37 , 18L | POS/AS/AL/LS/SOV/JB/HW | VSN | 20/240 | SS 316 + ST
CRHV-6 | DEAERATOR PEGGING FROM CRH LINE | 12 | 355.6X15.09 | 965X34 | 760 | 600# | A217 WC9 | Mod Linear | SS 316 + ST | SS 316 + ST | SS 316 + ST + HCP | V | HIGH DP | Y | 68 , 16 | POS/AS/AL/LS/SOV/JB/HW | VSN(HT) | 73.1/360 | SS 316 + ST
CDV-22 | MAIN CONDENSATE CONTROL | 14 | 457X12.7 | 457X12.7 | 1960 | 300# | A216 WCB | Equal % | SS 316 + ST | SS 316 + ST | SS 316 + ST | V | HIGH DP CAVITATION | N | 38 , 24 | POS/AS/AL/LS/SOV/JB/HW | VSC(M) | 45/55 | SS 316 + ST
CDV-39 | CEP & GSC MIN RECIRCULATION | 6 | 219.1X8.18 | 219.1X8.18 | 110 | 300# | A217 WC6 | Mod Equal % | 17-4PH SS | 17-4PH SS | 17-4PH SS | V | HIGH DP CAVITATION | N | 37 , 18L | POS/AS/AL/LS/SOV/JB/HW | VHD | 45/VACUUM/55 | 17-4PH SS
CDV-43 | EXCESS DUMP CONTROL | 6 | 219.1X8.18 | 219.1X8.18 | 96 | 300# | A217 WC6 | Mod Equal % | 17-4PH SS | 17-4PH SS | 17-4PH SS | V | HIGH DP | N | 37 , 18L | POS/AS/AL/LS/SOV/JB/HW | VSN | 45/55 | 17-4PH SS
CDV-67 | CONDENSATE FOR SD F/T | 1 | 33.4X4.55 | 33.4X4.55 | 4 | 300# | A217 WC6 | Quick Opening | 17-4PH SS | 17-4PH SS | 17-4PH SS | V | HIGH DP CAVITATION | N | 37 , 11 | AS/AL/LS/SOV/JB/HW | VLS(CAGE) | 45/VACUUM/55 | 17-4PH SS
CDV-72 | CONDENSATE FOR VALVE GLAND SEALING | 1 | 60.33X5.54 | 60.33X5.54 | 1.6 | 300# | A217 WC6 | Mod Linear | 17-4PH SS | 17-4PH SS | 17-4PH SS | V | HIGH DP | N | 37 , 11 | POS/AS/AL/LS/SOV/JB/HW | VLS(CAS) | 45/55 | 17-4PH SS
DRV-2 | HPH-7 NORMAL DRAIN TO HPH-6 | 6 | 323.9X12.7 | 323.9X12.7 | 175 | 600# | A217 WC6 | Linear | 17-4PH SS | 17-4PH SS | 17-4PH SS | V | FLASHING | N | 38 , 15 | POS/AS/AL/LS/SOV/JB/HW | VSC(M) | 73.1/240 | 17-4PH SS
DRV-05 | HPH-7 ALT.DRAIN TO HP DRAIN F/T | 6 | 323.9X12.7 | 355.6X12.7 | 395 | 600# | A217 WC9 | Linear | SS 440C | SS 440C | SS 440C | V | FLASHING | N | 37 , 18L | POS/AS/AL/LS/SOV/JB/HW | VSC(M) | 73.1/VACUUM/275 | SS 440C
DRV-15 | HPH-6 ALT. DRAIN TO DEAERATOR | 6 | 323.9X9.53 | 323.9X9.53 | 275 | 300# | A217 WC6 | Linear | 17-4PH SS | 17-4PH SS | 17-4PH SS | V | FLASHING | N | 38 , 15 | POS/AS/AL/LS/SOV/JB/HW | VSC(M) | 30/210 | 17-4PH SS
DRV-18 | HPH-6 ALT.DRAIN TO HP DRAIN F/T | 8 | 323.9X9.53 | 355.6X9.53 | 640 | 300# | A217 WC9 | Linear | SS 440C | SS 440C | SS 440C | V | FLASHING | N | 37 , 18L | POS/AS/AL/LS/SOV/JB/HW | VSC(M) | 30/VACUUM/230 | SS 440C
DRV-28 | LPH-3 NORMAL DRAIN TO LPH-2 | 6 | 273X6.35 | 323.9X9.53 | 395 | 300# | A217 WC6 | Linear | 17-4PH SS | 17-4PH SS | 17-4PH SS | V | FLASHING | N | 37 , 18L | POS/AS/AL/LS/SOV/JB/HW | VSC(M) | 7/VACUUM/110 | 17-4PH SS
DRV-31 | LPH-3 ALT. DRAIN TO LP DRAIN F/T | 6 | 273X6.35 | 323.9X9.53 | 395 | 300# | A217 WC9 | Linear | SS 440C | SS 440C | SS 440C | V | FLASHING | N | 37 , 18 | POS/AS/AL/LS/SOV/JB/HW | VSC(M) | 7/VACUUM/130 | SS 440C
DRV-34 | LPH-2 DRAIN LPH-1 | 10 | 323.9X9.53 | 355.6X9.53 | 600 | 300# | A217 WC6 | Mod Linear | 17-4PH SS | 17-4PH SS | 17-4PH SS | V | FLASHING | N | 38 , 15 | POS/AS/AL/LS/SOV/JB/HW | VSN | 7/VACUUM/85 | 17-4PH SS
DRV-37 | LPH-2 ALT. DRAIN TO LP DRAIN F/T | 8 | 323.9X9.53 | 355.6X9.53 | 640 | 300# | A217 WC9 | Linear | SS 440C | SS 440C | SS 440C | V | FLASHING CAVITATION | N | 38 , 15 | POS/AS/AL/LS/SOV/JB/HW | VSC | 7/VACUUM/105 | SS 440C
DRV-48 | DEARTATOR OVERFLOW F/T | 6 | 219.1X6.35 | 323.9X9.53 | 275 | 300# | A217 WC9 | Quick Opening | SS 440C | SS 440C | SS 440C | V | FLASHING | N | 37 , 18L | AS/AL/LS/SOV/JB/HW | VSC | 20/VACUUM/200 | SS 440C
DRV-53 | HPH-8 NORMAL DRAIN TO HPH-7 | 4 | 219.1X10.31 | 219.1X10.31 | 68 | 600# | A217 WC9 | Linear | 17-4PH SS | 17-4PH SS | 17-4PH SS | V | FLASHING | N | 37 , 18L | POS/AS/AL/LS/SOV/JB/HW | VSC | 88/285 | 17-4PH SS
DRV-59 | HPH-8 ALT. DRAIN TO HP DRAIN F/T | 4 | 219.1X10.31 | 273X12.7 | 99 | 600# | A217 WC9 | Linear | SS 440C | SS 440C | SS 440C | V | FLASHING | N | 38 , 15 | POS/AS/AL/LS/SOV/JB/HW | VSC | 88/VACUUM/300 | SS 440C
DRV-65 | LPH-4 NORMAL DRAIN TO LPH-3 | 3 | 168.3X7.11 | 219.1X8.18 | 99 | 300# | A217 WC6 | Linear | 17-4PH SS | 17-4PH SS | 17-4PH SS | V | FLASHING | N | 37 , 18 | POS/AS/AL/LS/SOV/JB/HW | VSC | 7/VACUUM/135 | 17-4PH SS
DRV-68 | LPH-4 ALT. DRAIN TO LP DRAIN F/T | 6 | 168.3X7.11 | 219.1X8.18 | 275 | 300# | A217 WC9 | Linear | SS 440C | SS 440C | SS 440C | V | FLASHING | N | 37 , 15 | POS/AS/AL/LS/SOV/JB/HW | VSC | 7/VACUUM/165 | SS 440C
DMV-40 | LOW CAPACITY DM MU TO HOTWELL | 2 | 88.9X3.05 | 88.9X3.05 | 44 | 300# | A351 CF8M | Equal % | SS 316 + ST | SS 316 + ST | SS 316 + ST | V | CAVITATION | N | 38 , 18 | POS/AS/AL/LS/SOV/JB/HW | VSC | 10/VACUUM/50 | SS 316 + ST
DMV-63 | HIGH CAPACITY DM MU TO HOTWELL | 3 | 114.3X3.05 | 114.3X3.05 | 99 | 300# | A351 CF8M | Equal % | SS 316 + ST | SS 316 + ST | SS 316 + ST | V | CAVITATION | N | 38 , 15 | POS/AS/AL/LS/SOV/JB/HW | VSC | 10/VACUUM/50 | SS 316 + ST
FDV-14 | LOW LOAD FEED CONTROL | 12 | 355.6X64 | 355.6X64 | 580 | 3000# | A217 WC9 | Mod Parabolic 2 | 17-4PH SS | 17-4PH SS | 17-4PH SS | V | HIGH DP CAVITATION | Y |  | POS/AS/AL/LS/SOV/JB/HW | VSN | 470/200 | 17-4PH SS

## BANHARPALLI (hidden)
TAG | SERVICE | VLV SIZE (INCH) | pipe size inlet | pipe size outlet | CV | RATING | BODY MTRL | TRIM TYPE | TRIM material seat | TRIM material plug | TRIM material cage | LEAKAGE | VLV TYPE | IBR | ACTUATOR TYP | ACCESSORIES | VLV MODEL | TRIM material guide bush
ASV-8/LBG51AA101 | D/A PEGGING FROM AUX. STEAM HEADER | 12 X CV =860 | 323.9X9.53 | 559X10 |  | 300# | A216 WCB |  | SS316+ST | SS316+ST | SS316+ST |  | HIGH DP |  | VA5D | POS.(SMART),AFR,ALR,JB,HW | VSN | SS316+ST
CRHV-6/LBQ10AA101 | D/A PEGGING FROM CRH LINE | 12 X CV =760 | 355.6X15.09 | 965X37 |  | 600# | A217WC9 |  | SS316+ST | SS316+ST | SS316+ST+HCP |  | HIGH DP |  | SPA2MF | POS.(SMART),AFR,ALR,JB,HW | VSN(HT) | SS316+ST
CDV-22& CDV-25/LCA51/52AA101 | MAIN CODENSATE CONTROL | 14 X CV=1560 | 457X12.7 | 457X12.7 |  | 300# | A216 WCB |  | SS316+ST | SS316+ST | SS316+ST |  | HIGH DP |  | SPA2MF | POS.(SMART),AFR,ALR,JB,HW | VSC | SS316+ST
CDV-10,CDV-12,CDV-14/LCA11/12/13AA101 | CEP A/B/C MINIMUM RECIRCULATION | 6 X CV=90 | 219.1X8.18 | 219.1X8.18 |  | 300# | A217WC6 |  | 17-4-PHSS | 17-4-PHSS | 17-4-PHSS |  | ANTI CAVITATION HIGH DP |  | VA4D | POS.(SMART),AFR,ALR,JB,HW | VHD (A) | 17-4-PHSS
CDV-39/LCA31AA101 | GSC MINIMUM FLOW RACIRCULATION | 6 X CV=110 | 219.1X8.18 | 219.1X8.18 |  | 300# | A217WC6 |  | 17-4-PHSS | 17-4-PHSS | 17-4-PHSS |  | ANTI CAVITATION HIGH DP |  | VA3D | POS.(SMART),AFR,ALR,JB,HW | VHD (A) | 17-4-PHSS
CDV-43/LCA41AA101 | EXCESS RETURN CST | 6 X CV=110 | 273X9.27 | 273X9.27 |  | 300# | A217WC6 |  | 17-4-PHSS | 17-4-PHSS | 17-4-PHSS |  | ANTI CAVITATION HIGH DP |  | VA3D | POS.(SMART),AFR,ALR,SOV,JB,HW | VHD (A) | 17-4-PHSS
CDV-67/LCA34AA101 | CONDENSATE SPRAY TWO SD FLASH TIME | 1 X CV=4 | 33.4X4.55 | 33.4X4.55 |  | 300# | A217WC6 |  | 17-4-PHSS | 17-4-PHSS | 17-4-PHSS |  | ANTI CAVITATION HIGH DP |  | VA1D | AFR,ALR,LS,SOV,JB,HW | VSL(CAGE) | 17-4-PHSS
CDV-72/LCA33AA101 | CONDENSATE FOR VALUE GLAND SEALINGS | 1 X CV=1.6 | 60.3X5.54 | 60.3X5.54 |  | 300# | A217WC6 |  | 17-4-PHSS | 17-4-PHSS | 17-4-PHSS |  | HIGH DP |  | VA1D | POS.(SMART),AFR,ALR,JB,HW | VLS(CAS) | 17-4-PHSS
DRV-2& DRV-8/LCH30/40AA101 | HPH-7A/7B NORMAL DRAIN TO HPH-6A/6B | 6 X CV=68 | 273X12.7 | 323.9X12.7 |  | 600# | A217WC6 |  | 17-4-PHSS | 17-4-PHSS | 17-4-PHSS |  |  |  | VA5R | POS.(SMART),AFR,ALR,SOV,JB,HW | VSC | 17-4-PHSS
DRV-5 & DRV-11/LCH35/45AA101 | HPH-7A/7B ALT. DRAIN TO HP DRAIN F/T | 6 X CV=175 | 273X12.7 | 323.9X12.7 |  | 600# | A217WC9 |  | SS 440 C | SS 440 C | SS 440 C |  | ANTI CAVITATION FLASHING |  | VA3D | POS.(SMART),AFR,ALR,SOV,JB,HW | VSC | SS 440 C
DRV-15 & DRV-22/LCH10/20AA101 | HPH-6A/6B NORMAL DRAIN DEAERATOR | 6 X CV=175 | 273X6.35 | 323.9X9.53 |  | 300# | A217WC6 |  | 17-4-PHSS | 17-4-PHSS | 17-4-PHSS |  | FLASHING |  | VA3R | POS.(SMART),AFR,ALR,SOV,JB,HW | VSC | 17-4-PHSS
DRV-18 & DRV-25/LCH15/25AA101 | HPH-6A/6B ALT. DRAIN TO HPD F/T | 6 X CV=275 | 273X6.35 | 323.9X9.53 |  | 300# | A217WC9 |  | SS 440 C | SS 440 C | SS 440 C |  | ANTI CAVITATION FLASHING |  | VA3D | POS.(SMART),AFR,ALR,SOV,JB,HW | VSC | SS 440 C
DRV-28/LCJ30AA101 | LPH-3 NORMAL DRAIN TO LPH-2 | 6 X CV=315 | 273X6.35 | 323.9X9.53 |  | 300# | A217WC6 |  | 17-4-PHSS | 17-4-PHSS | 17-4-PHSS |  | FLASHING |  | VA3R | POS.(SMART),AFR,ALR,SOV,JB,HW | VSC | 17-4-PHSS
DRV-31/LCJ31AA101 | LPH-3 ALT.DRAIN TO LP DRAIN F/T\ | 8 X CV=640 | 273X6.35 | 323.9X9.53 |  | 300# | A217WC9 |  | SS 440 C | SS 440 C | SS 440 C |  | ANTI CAVITATION FLASHING |  | VA4D | POS.(SMART),AFR,ALR,SOV,JB,HW | VSC | SS 440 C
DRV-34/LCJ20AA101 | LPH-2 NORMAL DRAIN TO LPH-1 | 8 X CV=640 | 323.9X9.53 | 323.9X9.53 |  | 300# | A217WC6 |  | 17-4-PHSS | 17-4-PHSS | 17-4-PHSS |  | FLASHING |  | VA4R | POS.(SMART),AFR,ALR,SOV,JB,HW | VSC | 17-4-PHSS
DRV-37/LCJ21AA101 | LPH-2 ALT. DRAIN TO LP DRAIN F/T | 12 X CV=1440 | 323.9X9.53 | 355.6X9.53 |  | 300# | A217WC9 |  | SS 440 C | SS 440 C | SS 440 C |  | ANTI CAVITATION FLASHING |  | SPA2XMF | POS.(SMART),AFR,ALR,SOV,JB,HW | VSC(M) | SS 440 C
DRV-48/LAA01AA201 | DAROTOR OVERFLOW TO LP DRAIN F/T | 6 X CV=275 | 219.1X6.35 | 323.9X9.53 |  | 300# | A217WC9 |  | SS 440 C | SS 440 C | SS 440 C |  | FLASHING |  | VA3D | POS.(SMART),AFR,ALR,JB,HW | VSC | SS 440 C
DRV-53 & DRV-59/LCH50/60AA101 | HPH-8A/8B NORMAL DRAIN TO HPH /7A/7B | 3 X CV=44 | 168.3X14.27 | 219.1X12.7 |  | 600# | A217WC9 |  | 17-4-PHSS | 17-4-PHSS | 17-4-PHSS |  | FLASHING |  | VA3R | POS.(SMART),AFR,ALR,SOV,JB,HW | VSC | 17-4-PHSS
DRV-56 & DRV-62/LCH55/65AA101 | HPH-8A/8B ALT. DRAIN TO HP DRAIN F/T | 3 X CV=83 | 168.3X14.27 | 219.1X12.7 |  | 900# | A217WC9 |  | SS 440 C | SS 440 C | SS 440 C |  | ANTI CAVITATION FLASHING |  | VA3D | POS.(SMART),AFR,ALR,SOV,JB,HW | VSC | SS 440 C
DRV-65/LCJ40AA101 | LPH-4 NORMAL DRAIN TO LPH-3 | 3 X CV=99 | 168.3X7.11 | 219.1X8.18 |  | 300# | A217WC6 |  | 17-4-PHSS | 17-4-PHSS | 17-4-PHSS |  | FLASHING |  | VA2R | POS.(SMART),AFR,ALR,SOV,JB,HW | VSC | 17-4-PHSS
DRV-68/LCJ41AA101 | LPH-4 ALT. DRAIN TO LP DRAIN F/T | 6 X CV=395 | 168.3X7.11 | 219.1X8.18 |  | 300# | A217WC9 |  | SS 440 C | SS 440 C | SS 440 C |  | ANTI CAVITATION FLASHING |  | VA3D | POS.(SMART),AFR,ALR,SOV,JB,HW | VSC | SS 440 C
DM-45/LCR81AA101 | DM NORMAL MU TO HOTWELL | 6 X CV=150 | 168.3X3.4 | 168.3X3.4 |  | 300# | A351CF8M |  | SS316+ST | SS316+ST | SS316+ST |  | ANTI CAVITATION |  | VA3D | POS.(SMART),AFR,ALR,JB,HW | VSN | SS316+ST
FDV-14/LAV50AA101 | LOW LOAD FEED CONTROL | 12 X CV =580 | 355.6X64 | 355.6X64 |  | 3000# | A217WC9 |  | 17-4-PHSS | 17-4-PHSS | 17-4-PHSS |  | ANTI CAVITATION HIGH DP |  | DPA1M | POS.(SMART),AFR,ALR,JB,HW | VSN | 17-4-PHSS

## YERMARUS (hidden)
PROJECT | RATING | TAG NO | SERVICE | VALVE SIZE (Inch) | PIPE INLET | PIPE OUTLET | Cv | RATING (ASME) | BODY MATERIAL | TRIM TYPE | TRIM MATERIAL SEAT | TRIM MATERIAL PLUG | TRIM MATERIAL CAGE | LEAKAGE | VALVE TYPE | IBR | ACTUATOR | ACCESSORIES | VALVE MODEL
YERMARUS | 800 | ASV-8 | D/A PEGGING FROM AUX STEAM HEADER | 10 | 323.9X9.53 | 559X10 | 900 | 300# | ASTM A 216 Gr. WCC | Linear | SS410 | 17-4PH | CA6NM Chrome Plated | IV | HIGH DP | Y | 37 , 18 | AS/SVP/LS/AL/VB/JB/HW/LNP/EXP | 41912
YERMARUS | 800 | CRHV-6 | D/A PEGGING FROM CRH LINE | 12 | 406.4X16 | 965X34 | 960 | 600# | ASTM A 216 Gr. WCC | Linear | SS 316 + Stellite | CA6NM Nitrided | CA6NM Nitrided | IV | HIGH DP | Y | 68 , 16 | AS/SVP/LS/AL/VB/JB/LNP/EXP | 41912
YERMARUS | 800 | CDV-10/12/14 | CEP A/B/C MIN RECIRCULATION | 6 | 219.1X8.18 | 219.1X8.18 | 95 | 300# | ASTM A 217 Gr. WC6 | Mod Linear | SS410 | 17-4PH | CA6NM Chrome Plated | V | HIGH DP CAVITATION | N | 37,18 | AS/SVP/LS/AL/VB/JB/HW | 71433
YERMARUS | 800 | CDV-22/25 | MAIN CONDENSATE CONTROL | 14 | 457X12.7 | 457X12.7 | 1600 | 300# | ASTM A 216 Gr. WCC | Equal % | SS410 | 17-4PH | CA6NM Chrome Plated | IV | HIGH DP | N | 38 , 24 | AS/SVP/LS/AL/JB/HW/VB | 41621
YERMARUS | 800 | CDV-40 | GSC MIN FLOW RECIRCULATION | 6 | 219.1X8.18 | 219.1X8.18 | 95 | 300# | ASTM A 217 Gr. WC6 | Mod Linear | SS410 | 17-4PH | CA6NM Chrome Plated | V | HIGH DP CAVITATION | N | 37,18 | AS/SVP/LS/AL/JB/HW/VB | 41433
YERMARUS | 800 | CDV-46 | EXCESS RETURN TO CST | 6 | 219.1X8.18 | 219.1X8.18 | 130 | 300# | ASTM A 217 Gr. WC6 | Mod % | SS410 | 17-4PH | CA6NM Chrome Plated | V | HIGH DP CAVITATION | N | 37,18 | AS/SVP/LS/AL/JB/HW/VB | 41432
YERMARUS | 800 | CDV-67 | CONDENSATE SPRAY TO FLASH TANK-B | 1 | 33.4X4.55 | 33.4X4.55 | 4 | 300# | ASTM A 217 Gr. WC6 | Linear (ON-OFF) | SS410 | 17-4PH | CA6NM Chrome Plated | V | HIGH DP CAVITATION | N | 37 , 11 | AS/LS/AL/SV/JB/HW | 41112
YERMARUS | 800 | CDV-72 | CONDENSATE FOR VALVE GLAND SEALING | 1 | 60.3X5.54 | 60.3X5.54 | 2 | 300# | ASTM A 217 Gr. WC6 | Linear | SS410 | 17-4PH | CA6NM Chrome Plated | V | HIGH DP | N | 37 , 11 | AS/SVP/LS/AL/JB/HW | 41112
YERMARUS | 800 | DRV-14,DRV-20 | HPH-7A NORMAL DRAIN TO HPH-6A | 6 | 273X12.7 | 273X12.7 | 140 | 600# | ASTM A 217 Gr. WC6 | Equal % | SS410 | 17-4PH | CA6NM Chrome Plated | IV | FLASHING | N | 38 , 15 | AS/SVP/LS/AL/SV/JB/HW | 41921
YERMARUS | 800 | DRV-17 ,DRV-23 | HPH-7A ALT.DRAIN TO F/T-A | 6 | 273X12.7 | 323.9X12.7 | 120 | 600# | ASTM A 217 Gr. WC9 | Linear | SS410 | 17-4PH | CA6NM Chrome Plated | V | FLASHING | N | 37,18 | AS/SVP/LS/AL/SV/JB/HW/VB | 41412
YERMARUS | 800 | DRV-27 ,DRV-34 | HPH-6A/6B NORMAL DRAIN TO DEAERATOR | 6 | 273X6.35 | 273X6.35 | 160 | 300# | ASTM A 217 Gr. WC6 | Linear | SS410 | 17-4PH | CA6NM Chrome Plated | IV | FLASHING | N | 38 , 15 | AS/SVP/LS/AL/SV/VB/JB/HW | 41911
YERMARUS | 800 | DRV-30 ,DRV-37 | HPH-6A/6B ALT.DRAIN TO F/T-A | 6 | 273X6.35 | 323.9X9.53 | 255 | 300# | ASTM A 217 Gr. WC9 | Linear | SS410 | 17-4PH | CA6NM Chrome Plated | V | FLASHING | N | 37 , 18 | AS/SVP/LS/AL/SV/VB/JB/HW | 41412
YERMARUS | 800 | DRV-58 | LPH-3 ALT.DRAIN TO F/T-B | 8 | 273X6.35 | 323.9X9.53 | 900 | 300# | ASTM A 217 Gr. WC9 | Equal % | SS410 | 17-4PH | CA6NM Chrome Plated | V | FLASHING | N | 37 , 18 | AS/SVP/LS/AL/SV/VP/JB/HW | 41421
YERMARUS | 800 | DRV-73 | DEAERATOR OVERFLOW TO F/T-B | 6 | 219.1X6.35 | 323.9X9.53 | 208 | 300# | ASTM A 217 Gr. WC9 | ON-OFF | SS410 | SS410 | CA6NM | V | FLASHING | N | 37 , 18 | AS/LS/AL/SV/VB/JB/HW | 417X1
YERMARUS | 800 | DRV-2 ,DRV-8 | 8A/8B NORMAL DRAIN TO HPH-7A/7B | 3 | 168.3X10.97 | 168.3X10.97 | 30 | 900# | ASTM A 217 Gr. WC6 | Linear | SS410 | 17-4PH | CA6NM Chrome Plated | IV | FLASHING | N | 38 , 15 | AS/SVP/LS/AL/SV/JB/HW | 41611
YERMARUS | 800 | DRV-5,DRV-11 | HPH-8A/8B ALT.DRAIN TO F/T-A | 3 | 168.3X10.97 | 219.1X12.7 | 35 | 900# | ASTM A 217 Gr. WC9 | Mod% | SS410 | 17-4PH | CA6NM Chrome Plated | V | FLASHING | N | 37 , 18 | AS/SVP/LS/AL/SV/VB/JB/HW | 41433
YERMARUS | 800 | DRV-40 | LPH-4 NORMAL DRAIN TO LPH-3 | 3 | 168.3X7.11 | 219.1X6.35 | 110 | 300# | ASTM A 217 Gr. WC6 | Linear | SS410 | SS410 | CA6NM | IV | FLASHING | N | 38,13 | AS/SVP/LS/SV/JB/HW/AL | 41711
YERMARUS | 800 | DRV-43 | LPH-4 ALT.DRAIN TO F/T-B | 6 | 219.1X6.35 | 273X6.35 | 400 | 300# | ASTM A 217 Gr. WC9 | Linear | SS410 | SS410 | CA6NM | V | FLASHING | N | 37,18 | AS/SVP/LS/AL/SV/JB/HW/VB | 41711
YERMARUS | 800 | DMV-21 | DM NORMAL MU TO HOTWELL | 3 | 114.3X3.05 | 114.3X3.05 | 75 | 300# | ASTM A 351 Gr. CF8M | Mod % | SS 316 + Stellite | SS 316 + Stellite | CF8M Chrome Plated | IV | CAVITATION | N | 37,15 | AS/SVP/LS/AL/JB/HW | 41732
YERMARUS | 800 | DMV-48 | DM EMERGENCY MU TO HOTWELL | 6 | 168.3X3.14 | 168.3X3.14 | 195 | 300# | ASTM A 351 Gr. CF8M | Mod % | SS 316 + Stellite | SS 316 + Stellite | CF8M Chrome Plated | IV | CAVITATION | N | 38,15 | AS/SVP/LS/AL/JB/HW | 41632
YERMARUS | 800 | FDV-8 | LOW LOAD FEED CONTROL | 14 | 406.4X70 | 406.4X70 | 250 | 3000#(spl.) | ASTM A 217 Gr. WC9 | Mod% | SS431 CONDH | SS431 CONDH | CA6NM Nitrided | IV | HIGH DP CAVITATION | Y | 67,24 | AS/SVP/LS/AL/VB/JB | 91212
YERMARUS | 800 | DRV-52 | DRIP PUMP DISCHARGE CONTROL VALVE | 6 | 219.1X8.18 | 219.1X8.18 | 300 | 300# | ASTM A 216 Gr. WCC | Equal % | SS410 | 17-4PH | CA6NM Chrome Plated | IV |  | N | 38,15 | AS/SVP/LS/AL/JB/HW | 41621
YERMARUS | 800 | DRV-78 | LPH-2A&2B NORMAL DRAIN TO DC | 8 | 219.1X6.35 | 219.1X6.35 | 415 | 300# | ASTM A 217 Gr. WC6 | Linear | SS410 | SS410 | CA6NM | IV | FLASHING | N | 38,18 | AS/SVP/LS/AL/SV/VB/JB/HW | 41711
YERMARUS | 800 | DRV-81 | LPH-2A&2B ALT DRAIN TOF/T-B | 6 | 219.1X6.35 | 219.1X6.35 | 400 | 300# | ASTM A 217 Gr. WC6 | Linear | SS410 | SS410 | CA6NM | V | FLASHING | N | 37,18 | AS/SVP/LS/AL/SV/VB/JB/HW | 41711

## MOUDA (hidden)
PROJECT | RATING | TAG NO | SERVICE | VALVE SIZE | PIPE INLET | PIPE OUTLET | Cv | RATING (ASME) | BODY MATERIAL | TRIM TYPE | TRIM MATERIAL SEAT | TRIM MATERIAL PLUG | TRIM MATERIAL CAGE | LEAKAGE | VALVE TYPE | IBR | ACTUATOR | ACCESSORIES | VALVE MODEL
MOUDA | 660 | ASV-8 | D/A PEGGING FROM AUX STEAM HEADER | 10 | 323.9X9.53 | 559X10 | 900 | 300# | ASTM A 216 Gr. WCC | Linear | SS410 | 17-4PH | CA6NM Chrome Plated | IV | HIGH DP | Y | 37 , 18 | AS/SVP/LS/AL/VB/JB/HW/LNP/EXP/VB | 41912
MOUDA | 660 | CRHV-6 | D/A PEGGING FROM CRH LINE | 12 | 355.6X15.09 | 965X37 | 1100 | 600# | ASTM A 217 Gr. WC9 | Linear | SS 316 + Stellite | CA6NM Nitrided | CA6NM Nitrided | IV | HIGH DP | Y | 68 , 16 | AS/SVP/LS/AL/VB/JB/HW/LNP/EXP/VB | 41912
MOUDA | 660 | CDV-10/12/14 | CEP A/B/C MIN RECIRCULATION | 6 | 219.1X8.18 | 219.1X8.18 | 95 | 300# | ASTM A 217 Gr. WC6 | Mod Linear | SS410 | 17-4PH | CA6NM Chrome Plated | V | HIGH DP CAVITATION | N | 37,18L | AS/SVP/LS/AL/VB/JB/HW | 71433
MOUDA | 660 | CDV-10/12/14 | CEP A/B/C MIN RECIRCULATION | 6 | 219.1X8.18 | 219.1X8.18 | 95 | 300# | ASTM A 217 Gr. WC6 | Mod Linear | SS410 | 17-4PH | CA6NM Chrome Plated | V | HIGH DP CAVITATION | N | 37,18L | AS/SVP/LS/AL/VB/JB/HW | 71433
MOUDA | 660 | CDV-10/12/14 | CEP A/B/C MIN RECIRCULATION | 6 | 219.1X8.18 | 219.1X8.18 | 95 | 300# | ASTM A 217 Gr. WC6 | Mod Linear | SS410 | 17-4PH | CA6NM Chrome Plated | V | HIGH DP CAVITATION | N | 37,18L | AS/SVP/LS/AL/VB/JB/HW | 71433
MOUDA | 660 | CDV-22/25 | MAIN CONDENSATE CONTROL | 14 | 457X12.7 | 457X12.7 | 1600 | 300# | ASTM A 216 Gr. WCC | Equal % | SS410 | 17-4PH | CA6NM Chrome Plated | IV | HIGH DP | N | 38,24 | AS/SVP/LS/AL/VB/JB/HW | 41621
MOUDA | 660 | CDV-22/25 | MAIN CONDENSATE CONTROL | 14 | 457X12.7 | 457X12.7 | 1600 | 300# | ASTM A 216 Gr. WCC | Equal % | SS410 | 17-4PH | CA6NM Chrome Plated | IV | HIGH DP | N | 38,24 | AS/SVP/LS/AL/VB/JB/HW | 41621
MOUDA | 660 | CDV-39 | GSC MIN FLOW RECIRCULATION | 6 | 219.1X18.18 | 219.1X18.18 | 95 | 300# | ASTM A 217 Gr. WC6 | Mod Linear | SS410 | 17-4PH | CA6NM Chrome Plated | V | HIGH DP CAVITATION | N | 37,18L | AS/SVP/LS/AL/VB/JB/HW | 41433
MOUDA | 660 | CDV-43 | EXCESS RETURN TO CST | 6 | 273X9.27 | 273X9.27 | 105 | 300# | ASTM A 217 Gr. WC6 | Mod % | SS410 | 17-4PH | CA6NM Chrome Plated | V | HIGH DP CAVITATION | N | 37,18 | AS/SVP/LS/AL/VB/JB/HW | 71432
MOUDA | 660 | CDV-67 | CONDENSATE SPRAY TO SD FLASH TANK | 1 | 33.4X4.55 | 33.4X4.55 | 3.8 | 300# | ASTM A 217 Gr. WC6 | Linear | SS410 | 17-4PH | CA6NM Chrome Plated | V | HIGH DP CAVITATION | N | 37,11 | AS/LS/AL/SV/JB/HW | 41112
MOUDA | 660 | CDV-72 | CONDENSATE FOR VALVE GLAND SEALING | 1 | 60.3X5.54 | 60.3X5.54 | 1.7 | 300# | ASTM A 217 Gr. WC6 | Linear | SS410 | 17-4PH | CA6NM Chrome Plated | V | HIGH DP | N | 37,11 | AS/SVP/LS/AL/JB/HW | 41112
MOUDA | 660 | DRV-02 ,DRV-08 | HPH-7A/7B NORMAL DRAIN TO HPH-6A/6B | 6 | 273X12.7 | 323.9X12.7 | 140 | 600# | ASTM A 217 Gr. WC6 | Equal % | SS410 | 17-4PH | CA6NM Chrome Plated | IV | FLASHING | N | 38 , 15 | AS/SVP/LS/AL/SV/VB/JB/HW | 41921
MOUDA | 660 | DRV-02 ,DRV-08 | HPH-7A/7B NORMAL DRAIN TO HPH-6A/6B | 6 | 273X12.7 | 323.9X12.7 | 140 | 600# | ASTM A 217 Gr. WC6 | Equal % | SS410 | 17-4PH | CA6NM Chrome Plated | IV | FLASHING | N | 38 , 15 | AS/SVP/LS/AL/SV/VB/JB/HW | 41921
MOUDA | 660 | DRV-5,DRV-11 | HPH-7A/7B ALT.DRAIN TO HP DRAIN F/T | 6 | 273X12.7 | 323.9X12.7 | 105 | 600# | ASTM A 217 Gr. WC9 | Linear | SS440C | SS440C | SS440C | V | FLASHING CAVITATION | N | 37 , 24 | AS/SVP/LS/AL/SV/VB/JB/HW | 41412
MOUDA | 660 | DRV-5,DRV-11 | HPH-7A/7B ALT.DRAIN TO HP DRAIN F/T | 6 | 273X12.7 | 323.9X12.7 | 105 | 600# | ASTM A 217 Gr. WC9 | Linear | SS440C | SS440C | SS440C | V | FLASHING CAVITATION | N | 37 , 24 | AS/SVP/LS/AL/SV/VB/JB/HW | 41412
MOUDA | 660 | DRV-15,DRV-22 | HPH-6A/6B NORMAL DRAIN TO DEAERATOR | 6 | 273X6.35 | 323.9X9.53 | 160 | 300# | ASTM A 217 Gr. WC6 | Linear | SS410 | 17-4PH | CA6NM Chrome Plated | IV | FLASHING | N | 38 , 15 | AS/SVP/LS/AL/SV/VB/JB/HW | 41911
MOUDA | 660 | DRV-15,DRV-22 | HPH-6A/6B NORMAL DRAIN TO DEAERATOR | 6 | 273X6.35 | 323.9X9.53 | 160 | 300# | ASTM A 217 Gr. WC6 | Linear | SS410 | 17-4PH | CA6NM Chrome Plated | IV | FLASHING | N | 38 , 15 | AS/SVP/LS/AL/SV/VB/JB/HW | 41911
MOUDA | 660 | DRV-18/25 | HPH-6A/6B ALT.DRAIN TO HPD F/T | 6 | 273X6.35 | 323.9X9.53 | 210 | 300# | ASTM A 217 Gr. WC9 | Linear | SS440C | SS440C | SS440C | V | FLASHING CAVITATION | N | 37,18 | AS/SVP/LS/AL/SV/VB/JB/HW | 41412
MOUDA | 660 | DRV-18/25 | HPH-6A/6B ALT.DRAIN TO HPD F/T | 6 | 273X6.35 | 323.9X9.53 | 210 | 300# | ASTM A 217 Gr. WC9 | Linear | SS440C | SS440C | SS440C | V | FLASHING CAVITATION | N | 37,18 | AS/SVP/LS/AL/SV/VB/JB/HW | 41412
MOUDA | 660 | DRV-28 | LPH-3 NORMAL DRAIN TO LPH-2 | 8 | 273X6.35 | 323.9X9.53 | 415 | 300# | ASTM A 217 Gr. WC6 | Linear | SS410 | SS410 | CA6NM | IV | FLASHING | N | 38,18 | AS/SVP/LS/AL/SV/VB/JB/HW | 41711
MOUDA | 660 | DRV-31 | LPL-3 ALT. DRAIN TO LP DRAIN | 8 | 273X6.35 | 323.9X9.53 | 500 | 3000#(spl.) | ASTM A 217 Gr. WC9 | Linear | SS440C | SS440C | SS440C | V | FLASHING CAVITATION | Y | 37,18L | AS/SVP/LS/AL/SV/VB/JB/HW | 41412
MOUDA | 660 | DRV-34 | LPH-2 NORMAL DRAIN LPH-1 | 10 | 323.9X6.35 | 355.6X9.53 | 1000 | 300# | ASTM A 217 Gr. WC6 | Linear | SS410 | 17-4PH | CA6NM Chrome Plated | IV | FLASHING | N | 38,18 | AS/SVP/LS/AL/SV/VB/JB/HW | 41611
MOUDA | 660 | DRV-37 | LPH-2 ALT. DRAIN TO LP DRAIN F/T | 10 | 323.9X6.35 | 355.6X9.53 | 900 | 300# | ASTM A 217 Gr. WC9 | Linear | SS440C | SS440C | SS440C | V | FLASHING CAVITATION | N | 37,18L | AS/SVP/LS/AL/SV/VB/JB/HW | 41412
MOUDA | 660 | DRV-48 | DEAERATOR OVERFLOW TO LP DRAIN F/T | 6 | 219.1X6.35 | 323.9X9.53 | 240 | 300# | ASTM A 217 Gr. WC9 | ON/OFF | SS440C | SS440C | SS440C | V | FLASHING | N | 37,15 | AS/LS/AL/SV/JB/HW/VB | 414X1
MOUDA | 660 | DRV-53/59 | HPH 8A/8B NORMAL DRAIN TO HPH 7A/7B | 3 | 168.3X14.27 | 219.1X12.7 | 30 | 900# | ASTM A 217 Gr. WC9 | Linear | SS410 | 17-4PH | CA6NM Chrome Plated | IV | FLASHING | N | 38,15 | AS/SVP/LS/AL/SV/VB/JB/HW | 41611
MOUDA | 660 | DRV-56/62 | HPH-8A/8B ALT DRAIN TO HP DRAIN F/T | 3 | 168.3X14.27 | 219.1X12.7 | 30 | 900# | ASTM A 217 Gr. WC9 | Linear | SS440C | SS440C | SS440C | V | FLASHING CAVITATION | N | 37,18L | AS/SVP/LS/AL/SV/VB/JB/HW | 41413
MOUDA | 660 | DRV-65 | LPH-4 NORMAL DRAIN LPH-3 | 3 | 168.3X7.11 | 219.1X8.18 | 110 | 300# | ASTM A 217 Gr. WC6 | Linear | SS410 | SS410 | CA6NM | IV | FLASHING | N | 38,13 | AS/SVP/LS/AL/SV/VB/JB/HW | 41711
MOUDA | 660 | DRV-68 | LPH-4 ALT. DRAIN TO LP DRAIN F/T | 6 | 168.3X7.11 | 219.1X8.18 | 255 | 300# | ASTM A 217 Gr. WC9 | Linear | SS440C | SS440C | SS440C | V | FLASHING CAVITATION | N | 37,18 | AS/SVP/LS/AL/SV/VB/JB/HW | 41412
MOUDA | 660 | DMV-02 | DM NORMAL MU TO HOTWELL | 3 | 168.3X3.4 | 168.3X3.4 | 120 | 300# | ASTM A 351 Gr. CF8M | Mod% | SS 316 + Stellite | SS 316 + Stellite | CF8M Chrome Plated | V | CAVITATION | N | 37,15 | AS/SVP/LS/AL/VB/JB/HW | 41432
MOUDA | 660 | DMV-09 | DM EMERGENT MU TO HOTWELL | 6 | 273X4.19 | 273X4.19 | 300 | 300# | ASTM A 351 Gr. CF8M | Linear | SS 316 + Stellite | SS 316 + Stellite | CF8M Chrome Plated | V | CAVITATION | N | 38,18 | AS/SVP/LS/AL/VB/JB/HW | 41412
MOUDA | 660 | 03PGC15AA101 | DMCW SYSTEM | 12 | 406.4X6 | 406.4X6 | 1400 | 300# | ASTM A 216 Gr. WCC | Linear | SS410 | 17-4PH | CA6NM Chrome Plated | IV | HIGH DP | N | 38,18 | AS/SVP/LS/AL/VB/JB/HW | 41611

## BARH (hidden)
PROJECT | RATING | TAG NO | SERVICE | VALVE SIZE (Inch) | PIPE INLET | PIPE OUTLET | Cv | RATING (ASME) | BODY MATERIAL | TRIM TYPE | TRIM MATERIAL SEAT | TRIM MATERIAL PLUG | TRIM MATERIAL CAGE | LEAKAGE | VALVE TYPE | IBR | ACTUATOR | ACCESSORIES | VALVE MODEL
BARH | 660 | ASV-8 | D/A PEGGING FROM AUX STEAM HEADER | 10 | 323.9X9.53 | 559X10 | 900 | 300 | ASTM A 216 Gr. WCC | Linear | SS410 | 17-4PH | CA6NM Nitrided | IV | HIGH DP | Y | 37,18L | AS/SVP/LS/AL/VB/JB/HW/LNP/EXP/DV | 41912
BARH | 660 | CRHV-6 | D/A PEGGING FROM CRH LINE | 12 | 355.6X15.09 | 965X37 | 1100 | 600 | ASTM A 217 Gr. WC9 | Linear | SS 316 + Stellite | CA6NM Nitrided | CA6NM Nitrided | IV | HIGH DP | Y | 68,16 | AS/SVP/LS/AL/VB/JB/HW/LNP/EXP/DV | 41912
BARH | 660 | CDV-22/25 | MAIN CONDENSATE CONTROL | 14 | 457X12.7 | 457X12.7 | 1600 | 300 | ASTM A 216 Gr. WCC | Equal % | SS410 | 17-4PH | CA6NM Nitrided | IV | HIGH DP | N | 38,24 | AS/SVP/LS/AL/JB/HW/VB /DV | 41621
BARH | 660 | CDV-10/12/14 | CEP A/B/C MIN RECIRCULATION | 6 | 219.1X8.18 | 219.1X8.18 | 95 | 300 | ASTM A 217 Gr. WC6 | Mod Linear | SS410 | 17-4PH | CA6NM Nitrided | V | HIGH DP CAVITATION | N | 37,18 | AS/SVP/LS/AL/VB/JB/HW | 71433
BARH | 660 | CDV-39 | GSC MIN FLOW RECIRCULATION | 6 | 219.1X8.18 | 219.1X8.18 | 95 | 300 | ASTM A 217 Gr. WC6 | Mod Linear | SS410 | 17-4PH | CA6NM Nitrided | V | HIGH DP CAVITATION | N | 37,18L | AS/SVP/LS/AL/JB/HW/VB | 41433
BARH | 660 | CDV-43 | EXCESS RETURN TO CST | 6 | 273X9.27 | 273X9.27 | 95 | 300 | ASTM A 217 Gr. WC6 | Mod Linear | SS410 | 17-4PH | CA6NM Nitrided | V | HIGH DP CAVITATION | N | 37,18 | AS/SVP/LS/AL/JB/HW/VB | 71433
BARH | 660 | CDV-67 | CONDENSATE SPRAY TO SD FLASH TANK | 1 | 33.4X4.55 | 33.4X4.55 | 3.8 | 300 | ASTM A 217 Gr. WC6 | Linear (ON-OFF) | SS410 | 17-4PH | CA6NM Nitrided | V | HIGH DP CAVITATION | N | 37,11 | AS/LS/SV/JB/HW | 41112
BARH | 660 | CDV-72 | CONDENSATE FOR VALVE GLAND SEALING | 1 | 60.3X5.54 | 60.3X5.54 | 1.7 | 300 | ASTM A 217 Gr. WC6 | Linear | SS410 | 17-4PH | CA6NM Nitrided | V | HIGH DP | N | 37,11 | AS/SVP/LS/AL/JB/HW | 41112
BARH | 660 | DRV-2/8 | HPH-7A/7B NORMAL DRAIN TO HPH-6A/6B | 6 | 273X12.7 | 323.9X12.7 | 90 | 600 | ASTM A 217 Gr. WC6 | Equal % | SS410 | 17-4PH | CA6NM Nitrided | IV | FLASHING | N | 38,15 | AS/SVP/LS/AL/SV/JB/HW/VB | 41921
BARH | 660 | DRV-5/11 | HPH-7A/7B ALT.DRAIN TO HPH DRAIN F/T | 6 | 273X12.7 | 323.9X12.7 | 1230 | 600 | ASTM A 217 Gr. WC9 | Linear | SS440C | SS440C | SS440C | V | FLASHING CAVITATION | N | 37,18L | AS/SVP/LS/AL/SV/JB/HW/VB/DV | 41412
BARH | 660 | DRV-15/22 | HPH-6A/6B NORMAL DRAIN TO DEAERATOR | 6 | 273X6.35 | 323.9X9.53 | 160 | 300 | ASTM A 217 Gr. WC6 | Linear | SS410 | 17-4PH | CA6NM Nitrided | IV | FLASHING | N | 38,15 | AS/SVP/LS/AL/SV/VB/JB/HW | 41911
BARH | 660 | DRV-18/25 | HPH-6A/6B ALT.DRAIN TO F/T | 6 | 273X6.35 | 323.9X9.53 | 210 | 300 | ASTM A 217 Gr. WC9 | Linear | SS440C | SS440C | SS440C | V | FLASHING CAVITATION | N | 37,18 | AS/SVP/LS/AL/SV/VB/JB/HW | 41412
BARH | 660 | DRV-28 | LPH-3 NORMAL.DRAIN TO LPH-2 | 6 | 273X6.35 | 323.9X9.53 | 400 | 3000 | ASTM A 217 Gr. WC6 | Linear | SS410 | SS410 | CA6NM | IV | FLASHING | N | 38,18 | AS/SVP/LS/AL/SV/VB/JB/HW | 41711
BARH | 660 | DRV-31 | LPH-3 ALT. DRAIN TO LP DRAIN F/T | 8 | 273X6.35 | 323X9.53 | 500 | 300 | ASTM A 217 Gr. WC9 | Linear | SS440C | SS440C | SS440C | V | FLASHING CAVITATION | N | 37,18L | AS/SVP/LS/AL/SV/JB/HW/VB/DV | 41412
BARH | 660 | DRV-34 | LPH-2 NORMAL DRAIN LPH-1 | 10 | 323.9X9.53 | 355.6X9.53 | 1000 | 300 | ASTM A 217 Gr. WC6 | Linear | SS410 | 17-4PH | CA6NM Nitrided | IV | FLASHING | N | 38,18 | AS/SVP/LS/AL/SV/VB/JB/HW | 41611
BARH | 660 | DRV-37 | LPH-2 ALT. DRAIN TO LP DRAIN F/T | 10 | 323.9X9.53 | 355.6X9.53 | 1000 | 300 | ASTM A 217 Gr. WC9 | Mod% | SS440C | SS440C | SS440C | V | FLASHING CAVITATION | N | 37,18L | AS/SVP/LS/AL/SV/VB/DV/JB/HW | 41412
BARH | 660 | DRV-48 | DEAERATOR OVERFLOW TO LP DRAIN F/T | 6 | 219.1X6.35 | 323.9X9.53 | 240 | 300 | ASTM A 217 Gr. WC9 | on/off | SS440C | SS440C | SS440C | V | FLASHING | N | 37,15 | AS/LS/SV/VB/JB/HW | 414X1
BARH | 660 | DRV-53/59 | HPH-8A/8B NORMAL DRAIN TO HPH-7A/7B | 3 | 168.3X14.27 | 219.1X12.7 | 30 | 900 | ASTM A 217 Gr. WC9 | Linear | SS410 | 17-4PH | CA6NM Nitrided | IV | FLASHING | N | 38,15 | AS/SVP/LS/AL/SV/VB/JB/HW | 41611
BARH | 660 | DRV-56/62 | HPH-8A/8B NORMAL DRAIN TO HP DRAIN F/T | 3 | 168.3X14.27 | 219.1X12.7 | 35 | 900 | ASTM A 217 Gr. WC9 | Linear | SS440C | SS440C | SS440C | V | CAVITATION FLASHING | N | 37,18 | AS/SVP/LS/AL/SV/VB/JB/HW | 41413
BARH | 660 | DRV-65 | LPH-4 NORMAL DRAIN TO LPH-3 | 3 | 168.3X7.11 | 219.1X8.18 | 110 | 300 | ASTM A 217 Gr. WC6 | Linear | SS410 | SS410 | CA6NM | IV | FLASHING | N | 38,13 | AS/SVP/LS/AL/SV/JB/HW | 41711
BARH | 660 | DRV-68 | LPH-4 ALT. DRAIN TO LP DRAIN F/T | 6 | 168.3X7.11 | 219.1X8.18 | 300 | 300 | ASTM A 217 Gr. WC9 | Linear | SS440C | SS440C | SS440C | V | FLASHING CAVITATION | N | 37,18 | AS/SVP/LS/AL/SV/VB/JB/HW | 41412
BARH | 660 | DMV-2 | DM NORMAL MU TO HOTWELL | 3 | 168.3X3.4 | 168.3X3.4 | 120 | 300 | ASTM A 351 Gr. CF8M | Linear | SS 316 + Stellite | SS 316 + Stellite | CA6NM Chrome Plated | V | CAVITATION | N | 37,15 | AS/SVP/LS/AL/VB/JB/HW | 41432
BARH | 660 | DMV-9 | DM EMERGENCY MU TO HOTWELL | 6 | 273X4.19 | 273X4.19 | 255 | 300 | ASTM A 351 Gr. CF8M | Linear | SS 316 + Stellite | SS 316 + Stellite | CA6NM Chrome Plated | V | CAVITATION | N | 38,18 | AS/SVP/LS/AL/VB/JB/HW | 41412
BARH | 660 | FDV-14 | LOW LOAD FEED CONTROL | 14 |  |  | 550 | 3000(Spl.) | ASTM A 217 Gr. WC9 | Mod% | [6 empty] | 67,24 | AS/SVP/LS/AL/VB/DV/JB/HW | 41934
BARH | 660 | DMCW-17 | DMCW-TG SYSTEM | 10 | 400NB | 400NB | 1000 | 300 RF | ASTM A 216 Gr. WCC | Equal % | SS410 | 17-4PH | CA6NM Nitrided | IV | HIGH DP | N | 37,18L | AS/SVP/LS/AL/DV/VB/JB/HW/CF | 41621

## LALITPUR (hidden)
PROJECT | RATING | TAG NO | SERVICE | VALVE SIZE (Inch) | PIPE INLET | PIPE OUTLET | Cv | RATING (ASME) | BODY MATERIAL | TRIM TYPE | TRIM MATERIAL SEAT | TRIM MATERIAL PLUG | TRIM MATERIAL CAGE | LEAKAGE | VALVE TYPE | IBR | ACTUATOR | ACCESSORIES | VALVE MODEL
LALITPUR | 660 | ASV-8 | D/A PEGGING FROM AUX STEAM HEADER | 10 | 323.9X9.53 | 559X10 | 750 | 300 | ASTM A 216 Gr. WCC | Linear | SS410 | 17-4PH | CA6NM Nitrided | V | HIGH DP | Y | 37,18 | AS/SVP/LS/AL/VB/JB/HW/LNP | 41412
LALITPUR | 660 | CRHV-6 | D/A PEGGING FROM CRH LINE | 12 | 355.6X15.09 | 965X34 | 850 | 600 | ASTM A 217 Gr. WC9 | Linear | SS 316 + Stellite | CA6NM Nitrided | CA6NM Nitrided | V | HIGH DP | Y | 68,16 | AS/SVP/LS/AL/VB/JB/HW/LNP/EXP | 41412
LALITPUR | 660 | CDV-10 | CEP A MIN RECIRCULATION | 6 | 219.1X8.18 | 219.1X8.18 | 95 | 300 | ASTM A 217 Gr. WC6 | Mod Linear | SS410 | 17-4PH | CA6NM Nitrided | V | HIGH DP CAVITATION | N | 37,18 | AS/SVP/LS/AL/JB/HW/VB | 41433
LALITPUR | 660 | CDV-12 | CEP B MIN RECIRCULATION | 6 | 219.1X8.18 | 219.1X8.18 | 95 | 300 | ASTM A 217 Gr. WC6 | Mod Linear | SS410 | 17-4PH | CA6NM Nitrided | V | HIGH DP CAVITATION | N | 37,18 | AS/SVP/LS/AL/JB/HW/VB | 41433
LALITPUR | 660 | CDV-14 | CEP C MIN RECIRCULATION | 6 | 219.1X8.18 | 219.1X8.18 | 95 | 300 | ASTM A 217 Gr. WC6 | Mod Linear | SS410 | 17-4PH | CA6NM Nitrided | V | HIGH DP CAVITATION | N | 37,18 | AS/SVP/LS/AL/JB/HW/VB | 41433
LALITPUR | 660 | CDV-22 | MAIN CONDENSATE CONTROL | 12 | 457X12.7 | 457X12.7 | 1500 | 300 | ASTM A 216 Gr. WCC | Mod% | SS410 | 17-4PH | CA6NM Nitrided | V | HIGH DP | N | 68,16 | AS/SVP/LS/AL/JB/HW/VB | 41331
LALITPUR | 660 | CDV-25 | MAIN CONDENSATE CONTROL | 12 | 457X12.7 | 457X12.7 | 1500 | 300 | ASTM A 216 Gr. WCC | Mod% | SS410 | 17-4PH | CA6NM Nitrided | V | HIGH DP | N | 68,16 | AS/SVP/LS/AL/JB/HW/VB | 41331
LALITPUR | 660 | CDV-39 | GSC MIN FLOW RECIRCULATION | 6 | 219.1X8.18 | 219.1X8.18 | 95 | 300 | ASTM A 217 Gr. WC6 | Mod Linear | SS410 | 17-4PH | CA6NM Nitrided | V | HIGH DP CAVITATION | N | 37,18 | AS/SVP/LS/AL/JB/HW/VB | 41433
LALITPUR | 660 | CDV-43 | EXCESS RETURN TO CST | 6 | 219.1X8.18 | 219.1X8.18 | 105 | 300 | ASTM A 217 Gr. WC6 | Mod Linear | SS410 | 17-4PH | CA6NM Nitrided | V | HIGH DP CAVITATION | N | 37,18 | AS/SVP/LS/AL/JB/HW/VB | 41432
LALITPUR | 660 | CDV-67 | CONDENSATE SPRAY TO SD FLASH TANK | 1 | 33.4X4.55 | 33.4X4.55 | 3.8 | 300 | ASTM A 217 Gr. WC6 | Linear(ON-OFF) | SS410 | 17-4PH | CA6NM Nitrided | V | HIGH DP CAVITATION | N | 37,11 | AS/LS/AL/JB/HW/SV | 41112
LALITPUR | 660 | CDV-72 | CONDENSATE FOR VALVE GLAND SEALING | 1 | 60.3X5.54 | 60.3X5.54 | 1.7 | 300 | ASTM A 217 Gr. WC6 | Linear | SS410 | 17-4PH | CA6NM Nitrided | V | HIGH DP CAVITATION | N | 37,11 | AS/SVP/LS/AL/JB/HW | 41112
LALITPUR | 660 | DRV-2 | HPH-7A NORMAL DRAIN TO HPH-6A | 6 | 273X12.7 | 323.9X12.7 | 140 | 600 | ASTM A 217 Gr. WC6 | Equal % | SS410 | 17-4PH | CA6NM Nitrided | V | FLASHING | N | 38,18 | AS/SVP/LS/AL/SV/VB/JB/HW | 41421
LALITPUR | 660 | DRV-8 | HPH-7B NORMAL DRAIN TO HPH-6B | 6 | 273X12.7 | 323.9X12.7 | 140 | 600 | ASTM A 217 Gr. WC6 | Equal % | SS410 | 17-4PH | CA6NM Nitrided | V | FLASHING | N | 38,18 | AS/SVP/LS/AL/SV/VB/JB/HW | 41421
LALITPUR | 660 | DRV-5 | HPH-7A ALT.DRAIN TO HPH DRAIN F/T | 6 | 273X12.7 | 323.9X12.7 | 120 | 600 | ASTM A 217 Gr. WC9 | Linear | SS440C | SS440C | SS440C | V | FLASHING CAVITATION | N | 37,18 | AS/SVP/LS/AL/SV/VB/JB/HW | 41412
LALITPUR | 660 | DRV-11 | HPH-7B ALT.DRAIN TO HPH DRAIN F/T | 6 | 273X12.7 | 323.9X12.7 | 120 | 600 | ASTM A 217 Gr. WC9 | Linear | SS440C | SS440C | SS440C | V | FLASHING CAVITATION | N | 37,18 | AS/SVP/LS/AL/SV/VB/JB/HW | 41412
LALITPUR | 660 | DRV-15 | HPH-6A NORMAL DRAIN TO DEAERATOR | 6 | 273X6.35 | 323.9X9.53 | 160 | 300 | ASTM A 217 Gr. WC6 | Linear | SS410 | 17-4PH | CA6NM Nitrided | V | FLASHING | N | 38,18 | AS/SVP/LS/AL/SV/VB/JB/HW | 41411
LALITPUR | 660 | DRV-22 | HPH-6B NORMAL DRAIN TO DEAERATOR | 6 | 273X6.35 | 323.9X9.53 | 160 | 300 | ASTM A 217 Gr. WC6 | Linear | SS410 | 17-4PH | CA6NM Nitrided | V | FLASHING | N | 38,18 | AS/SVP/LS/AL/SV/VB/JB/HW | 41411
LALITPUR | 660 | DRV-18 | HPH-6A ALT.DRAIN TO F/T | 6 | 273X6.35 | 323.9X9.53 | 210 | 300 | ASTM A 217 Gr. WC9 | Linear | SS440C | SS440C | SS440C | V | CAVITATION FLASHING | N | 37,18 | AS/SVP/LS/AL/SV/VB/JB/HW | 41412
LALITPUR | 660 | DRV-25 | HPH-6B ALT.DRAIN TO F/T | 6 | 273X6.35 | 323.9X9.53 | 210 | 300 | ASTM A 217 Gr. WC9 | Linear | SS440C | SS440C | SS440C | V | CAVITATION FLASHING | N | 37,18 | AS/SVP/LS/AL/SV/VB/JB/HW | 41412
LALITPUR | 660 | DRV-28 | LPH-3 NORMAL.DRAIN TO LPH-2 | 6 | 273X6.35 | 323.9X9.53 | 400 | 300 | ASTM A 217 Gr. WC6 | Linear | SS410 | SS410 | CA6NM | V | FLASHING | N | 38,18 | AS/SVP/LS/AL/SV/VB/JB/HW | 41711
LALITPUR | 660 | DRV-31 | LPH-3 ALT. DRAIN TO LP DRAIN F/T | 10 | 273X6.35 | 323.9X9.53 | 1000 | 300 | ASTM A 217 Gr. WC9 | Linear | SS440C | SS440C | SS440C | V | FLASHING CAVITATION | N | 37,18 | AS/SVP/LS/AL/SV/VB/JB/HW | 41412
LALITPUR | 660 | DRV-34 | LPH-2 NORMAL DRAIN LPH-1 | 8 | 323.9X9.53 | 355.6X9.53 | 500 | 300 | ASTM A 217 Gr. WC6 | Linear | SS410 | 17-4PH | CA6NM Nitrided | V | FLASHING | N | 38,18 | AS/SVP/LS/AL/SV/VB/JB/HW | 41411
LALITPUR | 660 | DRV-37 | LPH-2 ALT. DRAIN TO LP DRAIN F/T | 12 | 323.9X9.53 | 355.6X9.53 | 580 | 300 | ASTM A 217 Gr. WC9 | ON-OFF | SS440C | SS440C | SS440C | V | FLASHING CAVITATION | N | 37,18 | AS/SVP/LS/AL/SV/VB/JB/HW | 41412
LALITPUR | 660 | DRV-48 | DEAERATOR OVERFLOW TO LP DRAIN F/T | 6 | 219.1X6.35 | 323.9X9.53 | 240 | 300 | ASTM A 217 Gr. WC9 | Linear | SS440C | SS440C | SS440C | V | FLASHING CAVITATION | N | 37,15 | AS/SVP/LS/AL/SV/VB/JB/HW | 414X1
LALITPUR | 660 | DRV-53 | HPH-8A NORMAL DRAIN TO HPH-7A | 3 | 168.3X14.27 | 219.1X12.7 | 30 | 900 | ASTM A 217 Gr. WC9 | Linear | SS410 | 17-4PH | CA6NM Nitrided | V | FLASHING | N | 38,18 | AS/SVP/LS/AL/SV/VB/JB/HW | 41411
LALITPUR | 660 | DRV-59 | HPH-8B NORMAL DRAIN TO HPH-7B | 3 | 168.3X14.27 | 219.1X12.7 | 30 | 900 | ASTM A 217 Gr. WC9 | Linear | SS410 | 17-4PH | CA6NM Nitrided | V | FLASHING | N | 38,18 | AS/SVP/LS/AL/SV/VB/JB/HW | 41411
LALITPUR | 660 | DRV-56 | HPH-8A ALT. DRAIN TO HP DRAIN F/T | 3 | 168.3X14.27 | 219.1X12.7 | 35 | 900 | ASTM A 217 Gr. WC9 | Linear | SS440C | SS440C | SS440C | V | FLASHING CAVITATION | N | 37,18 | AS/SVP/LS/AL/SV/VB/JB/HW | 41413
LALITPUR | 660 | DRV-62 | HPH-8B ALT. DRAIN TO HP DRAIN F/T | 3 | 168.3X14.27 | 219.1X12.7 | 35 | 900 | ASTM A 217 Gr. WC9 | Linear | SS440C | SS440C | SS440C | V | FLASHING CAVITATION | N | 37,18 | AS/SVP/LS/AL/SV/VB/JB/HW | 41413
LALITPUR | 660 | DRV-65 | LPH-4 NORMAL DRAIN TO LPH-3 | 3 | 168.3X7.11 | 219.1X8.18 | 110 | 300 | ASTM A 217 Gr. WC6 | Linear | SS410 | SS410 | CA6NM | V | FLASHING | N | 38,15 | AS/SVP/LS/AL/SV/VB/JB/HW | 41711
LALITPUR | 660 | DRV-68 | LPH-4 ALT. DRAIN TO LP DRAIN F/T | 6 | 168.3X7.11 | 219.1X8.18 | 210 | 300 | ASTM A 217 Gr. WC9 | Linear | SS440C | SS440C | SS440C | V | FLASHING CAVITATION | N | 37,18 | AS/SVP/LS/AL/SV/VB/JB/HW | 41412
LALITPUR | 660 | DMV-40 | DM NORMAL MU TO HOTWELL | 3 | 88.9X3.05 | 88.9X3.05 | 60 | 300 | ASTM A 351 Gr. CF8M | Mod% | SS 316 + Stellite | SS 316 + Stellite | CF8M Chorme Plated | V | CAVITATION | N | 37,15 | AS/SVP/LS/AL/VB/JB/HW | 41732
LALITPUR | 660 | DMV-63 | DM EMERGENCY MU TO HOTWELL | 3 | 114.3X3.05 | 114.3X3.05 | 120 | 300 | ASTM A 351 Gr. CF8M | Linear | SS 316 + Stellite | SS 316 + Stellite | CF8M Chorme Plated | V | CAVITATION | N | 38,15 | AS/SVP/LS/AL/VB/JB/HW | 41412
LALITPUR | 660 | FDV-14 | LOW LOAD FEED CONTROL | 14 | 355.6X64 | 355.6X64 | 550 | 3000(SPL.) | ASTM A 217 Gr. WC9 | Mod% | SS 316 + Stellite | 17-4PH | CA6NM Nitrided | V | HIGH DP CAVITATION | Y | 67,24 | AS/SVP/LS/AL/VB/JB/HW | 91212

## KOTHAGUDEM (hidden)
PROJECT | RATING | TAG NO | SERVICE | VALVE SIZE (Inch) | PIPE INLET | PIPE OUTLET | Cv | RATING (ASME) | BODY MATERIAL | TRIM TYPE | TRIM MATERIAL SEAT | TRIM MATERIAL PLUG | TRIM MATERIAL CAGE | LEAKAGE | VALVE TYPE | IBR | ACTUATOR | ACCESSORIES | VALVE MODEL
KOTHAGUDEM | 800 | ASV-8 | D/A PEGGING FROM AUX STEAM HEADER | 10 | 273X6.35 | 508X12.7 | 650 | 300 | ASTM A 217 Gr. WC9 | Linear | SS410 | 17-4PH | CA6NM Chrome Plated | V | HIGH DP | Y | 67,16 | AS/SVP/LS/AL/SV/JB/HW/LNP/EXP/VB | 41412
KOTHAGUDEM | 800 | CRHV-6 | D/A PEGGING FROM CRH LINE | 10 | 406.4X16 | 965X34 | 900 | 600 | ASTM A 217 Gr. WC9 | Linear | SS 316 HARD FACED | CA6NM Nitrided | CA6NM Nitrided | V | HIGH DP | Y | 68,16 | AS/SVP/LS/AL/SV/JB/HW/LNP/EXP/VB | 41412
KOTHAGUDEM | 800 | CDV-22/25 | MAIN CONDENSATE CONTROL | 14 | 457X12.7 | 457X12.7 | 1960 | 300 | ASTM A 216 Gr. WCC | Equal % | SS410 | 17-4PH | CA6NM Chrome Plated | V | HIGH DP | N | 68,16 | AS/SVP/LS/AL/SV/JB/HW/VB | 41421
KOTHAGUDEM | 800 | CDV-40 | GSC MIN FLOW RECIRCULATION | 6 | 168.3X7.11 | 168.3X7.11 | 90 | 300 | ASTM A 217 Gr. WC6 | Mod% | SS 316 HARD FACED | 17-4PH | CA6NM Nitrided | V | CAVITATION | N | 37,18L | AS/SVP/LS/AL/SV/JB/HW/VB | 91212
KOTHAGUDEM | 800 | CDV-46 | EXCESS RETURN TO CST | 6 | 219.1X8.18 | 219.1X6.35 | 105 | 300 | ASTM A 217 Gr. WC6 | Mod% | SS410 | 17-4PH | CA6NM Chrome Plated | V | CAVITATION | N | 37,18 | AS/LS/AL/SV/JB/HW | 71432
KOTHAGUDEM | 800 | CDV-67 | CONDENSATE SPRAY TO SD FLASH TANK | 1 | 33.4X4.55 | 33.4X4.55 | 3.8 | 300 | ASTM A 217 Gr. WC6 | Linear | SS410 | 17-4PH | CA6NM Chrome Plated | V | CAVITATION | N | 37,11 | AS/LS/AL/SV/JB/HW | 41112
KOTHAGUDEM | 800 | CDV-72 | CONDENSATE FOR VALVE GLAND SEALING | 1 | 60.3X5.54 | 60.3X5.54 | 1.7 | 300 | ASTM A 216 Gr. WCC | Mod% | SS410 | 17-4PH | CA6NM Chrome Plated | V |  | N | 37,11 | AS/SVP/LS/AL/SV/JB/HW | 41132
KOTHAGUDEM | 800 | DRV-14/20 | HPH-7A/7B NORMAL DRAIN TO HPH-6A/6B | 6 | 273X12.7 | 273X12.7 | 110 | 600 | ASTM A 217 Gr. WC6 | Equal % | SS410 | 17-4PH | CA6NM Chrome Plated | IV | FLASHING | N | 38,15 | AS/SVP/LS/SV/JB/HW/VB | 41621
KOTHAGUDEM | 800 | DRV-17/23 | HPH-7A/7B ALT.DRAIN TO HPH DRAIN F/T | 6 | 273X12.7 | 323.9X12.7 | 120 | 600 | ASTM A 217 Gr. WC9 | Linear | SS440C | SS440C | SS440C | V | FLASHING | N | 37,18L | AS/SVP/LS/SV/JB/HW/VB | 41412
KOTHAGUDEM | 800 | DRV-27/34 | HPH-6A/6B NORMAL DRAIN TO DEAERATOR | 6 | 273X6.35 | 273X6.35 | 160 | 300 | ASTM A 217 Gr. WC6 | Linear | SS410 | 17-4PH | CA6NM Chrome Plated | IV | FLASHING | N | 38,15 | AS/SVP/LS/SV/JB/HW/VB | 41611
KOTHAGUDEM | 800 | DRV-30/37 | HPH-6A/6B ALT.DRAIN TO F/T-A | 6 | 273X6.35 | 323.9X9.53 | 255 | 300 | ASTM A 217 Gr. WC9 | Linear | SS440C | SS440C | SS440C | V | FLASHING | N | 37,18 | AS/SVP/LS/SV/JB/HW/VB | 41412
KOTHAGUDEM | 800 | DRV-58 | LPH-3 ALT. DRAIN TO F/T-B | 8 | 273X6.35 | 323.9X9.53 | 575 | 300 | ASTM A 217 Gr. WC9 | Equal % | SS410 | 17-4PH | CA6NM Chrome Plated | V | FLASHING | N | 37,18L | AS/SVP/LS/SV/JB/HW/VB | 41421
KOTHAGUDEM | 800 | DRV-73 | DEAERATOR OVERFLOW TO F/T | 6 | 219.1X6.35 | 323.9X9.53 | 400 | 300 | ASTM A 217 Gr. WC9 | on/off | SS440C | SS440C | CA6NM | V | FLASHING | N | 37,18 | AS/LS/AL/SV/JB/HW/VB | 417X1
KOTHAGUDEM | 800 | DRV-2/8 | HPH-8A/8B NORMAL DRAIN TO HPH-7A/7B | 3 | 168.3X10.97 | 168.3X10.97 | 25 | 600 | ASTM A 217 Gr. WC6 | Linear | SS410 | 17-4PH | CA6NM Chrome Plated | IV | FLASHING | N | 38,18 | AS/SVP/LS/SV/JB/HW/VB | 41111
KOTHAGUDEM | 800 | DRV-5/11 | HPH-8A/8B ALT.DRAIN TO F/T -A | 3 | 168.3X10.97 | 219.1X12.7 | 35 | 600 | ASTM A 217 Gr. WC9 | Mod% | SS440C | SS440C | SS440C | V | FLASHING | N | 37,18 | AS/SVP/LS/SV/JB/HW/VB | 41433
KOTHAGUDEM | 800 | DRV-40 | LPH-4 NORMAL DRAIN TO LPH-3 | 3 | 168.3X7.11 | 219.1X6.35 | 110 | 300 | ASTM A 217 Gr. WC6 | Equal % | SS440C | SS440C | CA6NM | IV | FLASHING | N | 38,13 | AS/SVP/LS/SV/JB/HW/VB | 41721
KOTHAGUDEM | 800 | DRV-43 | LPH-4 ALT. DRAIN TO F/T-B | 4 | 168.3X7.11 | 219.1X6.35 | 195 | 300 | ASTM A 217 Gr. WC9 | Linear | SS440C | SS440C | CA6NM | V | FLASHING | N | 37,15 | AS/SVP/LS/SV/JB/HW/VB | 41711
KOTHAGUDEM | 800 | DMV-2 | DM NORMAL MU TO HOTWELL | 3 | 88.9X3.05 | 88.9X3.05 | 75 | 300 | ASTM A 351 Gr. CF8M | Linear | SS 316 + Stellite | SS 316 + Stellite | SS 316 | V | CAVITATION | N | 37,15 | AS/SVP/LS/AL/SV/JB/HW/VB | 41712
KOTHAGUDEM | 800 | DMV-5 | DM EMERGENCY MU TO HOTWELL | 4 | 114.3X3.05 | 114.3X3.05 | 120 | 300 | ASTM A 351 Gr. CF8M | Linear | SS 316 HARD FACED | 17-4PH | CF8M Chrome Plated | V | CAVITATION | N | 38,15 | AS/SVP/LS/AL/SV/JB/HW/VB | 41412
KOTHAGUDEM | 800 | FDV-8 | LOW LOAD FEED CONTROL | 14 | 406.4X70 | 406.4X70 | 250 | 3000 | ASTM A 217 Gr. WC9 | Mod% | SS 316 HARD FACED | 17-4PH | CA6NM Nitrided | v | CAVITATION | Y | 67,20 | AS/SVP/LS/AL/SV/JB/HW/VB | 91212
KOTHAGUDEM | 800 | DRV-52 | DRIP PUMP DISCHARGE CONTROL | 6 | 219X8.18 | 219X8.18 | 255 | 300 | ASTM A 216 Gr. WCC | Equal % | SS410 | 17-4PH | CA6NM Chrome Plated | IV | STANDARD | N | 38,15 | AS/SVP/LS/AL/SV/JB/HW/VB | 91621
KOTHAGUDEM | 800 | DRV-78 | LPH-2A/2B NORMAL DRAIN TO DC-1 | 8 | 219X6.35 | 219X6.35 | 575 | 300 | ASTM A 217 Gr. WC6 | Equal % | SS440C | SS440C | CA6NM Chrome Plated | V | FLASHING | N | 38,18 | AS/SVP/LS/SV/JB/HW/VB | 41421
KOTHAGUDEM | 800 | DRV-81 | LPH-2A&2B ALT. DRAIN TO F/T-B | 8 | 219X6.35 | 219X6.35 | 575 | 300 | ASTM A 217 Gr. WC6 | Equal % | SS440C | SS440C | CA6NM Chrome Plated | V | FLASHING | N | 37,18L | AS/SVP/LS/SV/JB/HW/VB | 41421
4

## BELLARY (hidden)
PROJECT | RATING | TAG NO | SERVICE | VALVE SIZE (Inch) | PIPE INLET | PIPE OUTLET | Cv | VALVE RATING (ASME) | BODY MATERIAL | TRIM TYPE | TRIM MATERIAL SEAT | TRIM MATERIAL PLUG | TRIM MATERIAL CAGE | LEAKAGE | VALVE TYPE | IBR | ACTUATOR | ACCESSORIES | VALVE MODEL
BELLARY | 700 | ASV-8 | D/A PEGGING FROM AUX STEAM HEADER | 10 | 323.9X9.53 | 559X10 | 750 | 300 | ASTM A 216 Gr. WCC | Linear | SS410 | 17-4PH | CA6NM Chrome Plated | IV | HIGH DP | Y | 37,18L | AS/SVP/LS/AL/SV/JB/HW/LNP/EXP/VB | 41912
BELLARY | 700 | CRHV-6 | D/A PEGGING FROM CRH LINE | 12 | 355.6X15.09 | 965X34 | 850 | 600 | ASTM A 217 Gr. WC9 | Linear | SS 316 + Stellite | CA6NM Nitrided | CA6NM Nitrided | IV | HIGH DP | Y | 68,16 | AS/SVP/LS/AL/SV/JB/HW/LNP/EXP/VB | 41912
BELLARY | 700 | CDV-22/25 | MAIN CONDENSATE CONTROL | 14 | 457X12.7 | 457X12.7 | 1600 | 300 | ASTM A 216 Gr. WCC | Equal % | SS410 | 17-4PH | CA6NM Chrome Plated | IV | HIGH DP | N | 38,24 | AS/SVP/LS/AL/SV/JB/HW/VB | 41621
BELLARY | 700 | CDV-10/12/14 | CEP A/B/C MIN. RECIRCULATION | 6 | 219.1X8.18 | 219.1X8.18 | 95 | 300 | ASTM A 217 Gr. WC6 | Mod Linear | SS410 | 17-4PH | CA6NM Chrome Plated | V | CAVITATION HIGH DP | N | 37,18L | AS/SVP/LS/AL/SV/JB/HW/VB | 71433
BELLARY | 700 | CDV-39 | GSC MIN FLOW RECIRCULATION | 6 | 219.1X8.18 | 219.1X8.18 | 95 | 300 | ASTM A 217 Gr. WC6 | Mod Linear | SS410 | 17-4PH | CA6NM Chrome Plated | V | CAVITATION HIGH DP | N | 37,18 L | AS/SVP/LS/AL/SV/JB/HW/VB | 41433
BELLARY | 700 | CDV-43 | EXCESS RETURN TO CST | 6 | 219.1X6.35 | 219.1X6.35 | 130 | 300 | ASTM A 217 Gr. WC6 | Mod% | SS410 | 17-4PH | CA6NM Chrome Plated | V | CAVITATION HIGH DP | N | 37,18 L | AS/SVP/LS/AL/SV/JB/HW/VB | 71432
BELLARY | 700 | CDV-67 | CONDENSATE SPRAY TO SD FLASH TANK | 1 | 33.4X4.55 | 33.4X4.55 | 3.8 | 300 | ASTM A 217 Gr. WC6 | Linear | SS410 | 17-4PH | CA6NM Chrome Plated | V | CAVITATION HIGH DP | N | 37,11 | AS/LS/AL/SV/JB/HW | 41112
BELLARY | 700 | CDV-72 | CONDENSATE FOR VALVE GLAND SEALING | 1 | 60.3X5.54 | 60.3X5.54 | 1.7 | 300 | ASTM A 217 Gr. WC6 | Linear | SS410 | 17-4PH | CA6NM Chrome Plated | V | CAVITATION HIGH DP | N | 38,11 | AS/SVP/AL/LS/SV/JB/HW | 41112
BELLARY | 700 | DRV-2/8 | HPH-7A/7B NORMAL DRAIN TO HPH-6A/6B | 6 | 273X12.7 | 323.9X12.7 | 60 | 600 | ASTM A 217 Gr. WC6 | Equal % | SS410 | 17-4PH | CA6NM Chrome Plated | IV | FLASHING | N | 38,15 | AS/SVP/LS/AL/SV/JB/HW/VB | 41911
BELLARY | 700 | DRV-5/11 | HPH-7A/7B ALT.DRAIN TO HPD F/T | 6 | 273X12.7 | 323.9X12.7 | 95 | 600 | ASTM A 217 Gr. WC9 | Linear | SS440C | SS440C | SS440C | V | FLASHING CAVITATION | N | 67,16 | AS/SVP/LS/AL/SV/JB/HW/VB | 41413
BELLARY | 700 | DRV-15/22 | HPH-6A/6B NORMAL DRAIN TO DEAERATOR | 6 | 273X6.35 | 323.9X9.53 | 160 | 300 | ASTM A 217 Gr. WC6 | Linear | SS410 | 17-4PH | CA6NM Chrome Plated | IV | FLASHING | N | 38,15 | AS/SVP/LS/AL/SV/JB/HW/VB | 41911
BELLARY | 700 | DRV-18/25 | HPH-6A/6B ALT.DRAIN TO HPD F/T | 6 | 273X6.35 | 323.9X9.53 | 210 | 300 | ASTM A 217 Gr. WC9 | Linear | SS440C | SS440C | SS440C | V | FLASHING | N | 37,18 | AS/SVP/LS/AL/SV/JB/HW/VB | 41412
BELLARY | 700 | DRV-28 | LPH-3 NORMAL DRAIN TO LPH-2 | 6 | 273X6.35 | 323.9X9.53 | 400 | 300 | ASTM A 217 Gr. WC6 | Linear | SS410 | SS410 | CA6NM | IV | FLASHING | N | 38,18 | AS/SVP/LS/AL/SV/JB/HW/VB | 41731
BELLARY | 700 | DRV-31 | LPH-3 ALT DRAIN TO LP DRAIN F/T | 8 | 273X6.35 | 323.9X9.53 | 400 | 300 | ASTM A 217 Gr. WC9 | Linear | SS440C | SS440C | SS440C | V | FLASHING CAVITATION | N | 37,18L | AS/SVP/LS/AL/SV/JB/HW/VB | 41432
BELLARY | 700 | DRV-34 | LPH-2 NORMAL DRAIN TO LPH-1 | 8 | 323.9X9.53 | 355.6X9.53 | 640 | 300 | ASTM A 217 Gr. WC6 | Linear | SS410 | SS410 | CA6NM | IV | FLASHING | N | 38,18 | AS/SVP/LS/AL/SV/JB/HW/VB | 41731
BELLARY | 700 | DRV-37 | LPH-2 ALT. DRAIN TO LP DRAIN F/T | 8 | 323.9X9.53 | 355.6X9.53 | 550 | 300 | ASTM A 217 Gr. WC9 | Linear | SS440C | SS440C | SS440C | V | FLASHING CAVITATION | N | 37,18L | AS/SVP/LS/AL/SV/JB/HW/VB | 41412
BELLARY | 700 | DRV-48 | DEAERATOR OVERFLOW TO LP DRAIN F/T | 6 | 219.1X6.35 | 323.9X9.53 | 400 | 300 | ASTM A 217 Gr. WC9 | on/off | SS410 | SS410 | CA6NM | V | FLASHING | N | 37,18 | AS/SVP/LS/AL/SV/JB/HW/VB | 417X1
BELLARY | 700 | DRV-53/59 | HPH-8A/8B NORMAL DRAIN TO HPH-7A/7B | 3 | 168.3X14.27 | 219.1X12.7 | 35 | 900 | ASTM A 217 Gr. WC9 | Linear | SS410 | 17-4PH | CA6NM Chrome Plated | IV | FLASHING | N | 38,15 | AS/SVP/LS/AL/SV/JB/HW/VB | 41621
BELLARY | 700 | DRV-56/62 | HPH-8A/8B ALT. DRAIN TO SD F/T | 3 | 168.3X14.27 | 219.1X12.7 | 35 | 900 | ASTM A 217 Gr. WC9 | Linear | SS440C | SS440C | SS440C | V | FLASHING CAVITATION | N | 37,18L | AS/SVP/LS/AL/SV/JB/HW/VB | 41433
BELLARY | 700 | DRV-65 | LPH-4 NORMAL DRAIN TO LPH-3 | 4 | 168.3X7.11 | 219.1X8.18 | 110 | 300 | ASTM A 217 Gr. WC6 | Linear | SS410 | SS410 | CA6NM | IV | FLASHING | N | 38,13 | AS/SVP/LS/AL/SV/JB/HW/VB | 41711
BELLARY | 700 | DRV-68 | LPH-4 ALT. DRAIN TO LP DRAIN F/T | 6 | 168.3X7.11 | 219.1X8.18 | 210 | 300 | ASTM A 217 Gr. WC9 | Linear | SS440C | SS440C | SS440C | V | FLASHING CAVITATION | N | 37,18 | AS/SVP/LS/AL/SV/JB/HW/VB | 41432
BELLARY | 700 | DMV-2 | DM NORMAL TO MU TO HOTWELL | 3 | 114.3X3.05 | 114.3X3.05 | 75 | 300 | ASTM A 351 Gr. CF8M | Mod% | SS316 | SS316 | SS316 | V | CAVITATION | N | 37,15 | AS/SVP/LS/AL/SV/JB/HW/VB | 41732
BELLARY | 700 | DMV-9 | DM EMERGENCY MU TO HOTWELL | 4 | 168.3X3.4 | 168.3X3.4 | 145 | 300 | ASTM A 351 Gr. CF8M | Mod% | SS 316 + Stellite | 17-4PH | CF8M Chrome Plated | V | CAVITATION | N | 38,15 | AS/SVP/LS/AL/SV/JB/HW/VB | 41432
BELLARY | 700 | FDV-14 | LOW LOAD FEED CONTROL | 14 | 335.6X64 | 335.6X64 | 550 | 3000 | ASTM A 217 Gr. WC9 | Mod% | SS 316 + Stellite | 17-4PH | CA6NM Nitrided | IV | CAVITATION HIGH DP | Y | 67,24 | AS/SVP/LS/AL/SV/JB/HW/VB | 91212

## WANAKBORI (hidden)
PROJECT | RATING | TAG NO | SERVICE | VALVE SIZE (Inch) | PIPE INLET | PIPE OUTLET | Cv | VALVE RATING (ASME) | BODY MATERIAL | TRIM TYPE | TRIM MATERIAL SEAT | TRIM MATERIAL PLUG | TRIM MATERIAL CAGE | LEAKAGE | VALVE TYPE | IBR | ACTUATOR | ACCESSORIES | VALVE MODEL
WANAKBORI | 800 | ASV-8 | D/A PEGGING FROM AUX STEAM HEADER | 10 | 273X6.35 | 508X12.7 | 500 | 300 | ASTM A 217 Gr. WC9 | Mod% | SS410 | 17-4PH | CA6NM Chrome Plated | IV |  | Y | 37,18 | AS/SVP/LS/AL/VB/JB/HW | 41932
WANAKBORI | 800 | CRHV-6 | D/A PEGGING FROM CRH LINE | 10 | 406.4X16 | 965X34 | 900 | 600 | ASTM A 217 Gr. WC9 | Linear | SS 316 HARD FACED | CA6NM Nitrided | CA6NM Nitrided | IV |  | Y | 68,16 | AS/SVP/LS/AL/JB/HW/LNP/EXP/VB | 41912
WANAKBORI | 800 | CDV-22/25 | MAIN CONDENSATE CONTROL | 14 | 457X12.7 | 457X12.7 | 1600 | 300 | ASTM A 216 Gr. WCC | Equal % | SS410 | 17-4PH | CA6NM Chrome Plated | IV | HIGH DP | N | 68,16 | AS SVP/LS/AL/VB/JB/HW | 41621
WANAKBORI | 800 | CDV-40 | GSC MIN FLOW RECIRCULATION | 6 | 168.3X7.11 | 168.3X7.11 | 90 | 300 | ASTM A 217 Gr. WC6 | Mod% | SS 316 HARD FACED | 17-4PH | CA6NM Nitrided | V | CAVITATION | N | 37,18 | AS SVP/LS/AL/VB/JB/HW | 91212
WANAKBORI | 800 | CDV-46 | EXCESS RETURN TO CST | 6 | 219.1X8.18 | 219.1X6.35 | 130 | 300 | ASTM A 217 Gr. WC6 | Mod% | SS410 | 17-4PH | CA6NM Chrome Plated | V |  | N | 37,18 | AS SVP/LS/AL/VB/JB/HW | 71432
WANAKBORI | 800 | CDV-67 | CONDENSATE SPRAY TO FLASH TANK-B | 1 | 33.4X4.55 | 33.4X4.55 | 3.8 | 300 | ASTM A 217 Gr. WC6 | Linear | SS410 | 17-4PH | CA6NM Chrome Plated | V | CAVITATION | N | 37,11 | AS/LS/AL/SV/JB/HW | 41112
WANAKBORI | 800 | CDV-72 | CONDENSATE FOR VALVE GLAND SEALING | 1 | 60.3X5.54 | 60.3X5.54 | 1.7 | 300 | ASTM A 217 Gr. WC6 | Linear | SS410 | 17-4PH | CA6NM Chrome Plated | V |  | N | 37,11 | AS/SVP/LS/AL/JB/HW | 41112
WANAKBORI | 800 | DRV-14/20 | HPH-7A/7B NORMAL DRAIN TO HPH-6A/6B | 6 | 273X12.7 | 273X12.7 | 110 | 600 | ASTM A 217 Gr. WC6 | Equal % | SS410 | 17-4PH | CA6NM Chrome Plated | IV | FLASHING | N | 38,15 | AS/SVP/LS/AL/JB/HW/VB | 41621
WANAKBORI | 800 | DRV-17/23 | HPH-7A/7B ALT.DRAIN TO F/T-A | 6 | 273X12.7 | 323.9X12.7 | 170 | 600 | ASTM A 217 Gr. WC9 | Equal % | SS440C | SS440C | SS440C | V | FLASHING | N | 37,18 | AS/SVP/LS/AL/JB/HW/VB | 41412
WANAKBORI | 800 | DRV-27/34 | HPH-6A/6B NORMAL DRAIN TO DEAERATOR | 6 | 273X6.35 | 273X6.35 | 205 | 300 | ASTM A 217 Gr. WC6 | Linear | SS410 | 17-4PH | CA6NM Chrome Plated | IV | FLASHING | N | 38,15 | AS/SVP/LS/AL/JB/HW/VB | 41611
WANAKBORI | 800 | DRV-30/37 | HPH-6A/6B ALT.DRAIN TO F/T-A | 6 | 273X6.35 | 323.9X9.53 | 255 | 300 | ASTM A 217 Gr. WC9 | Linear | SS440C | SS440C | SS440C | V | FLASHING | N | 37,18 | AS/SVP/LS/AL/JB/HW/VB | 41412
WANAKBORI | 800 | DRV-58 | LPH-3 ALT. DRAIN TO F/T-B | 10 | 273X6.35 | 323.9X9.53 | 900 | 300 | ASTM A 217 Gr. WC6 | Equal % | SS440C | SS440C | SS440C | V | FLASHING | N | 37,18 | AS/SVP/LS/AL/JB/HW/VB | 41421
WANAKBORI | 800 | DRV-78 | LPH-2A/2B NORMAL DRAIN TO DC-1 | 8 | 219.1X6.35 | 323.9X9.53 | 400 | 300 | ASTM A 217 Gr. WC6 | Equal % | SS440C | SS440C | SS440C | V | FLASHING | N | 38,18 | AS/SVP/LS/AL/JB/HW/VB | 41421
WANAKBORI | 800 | DRV-81 | LPH-2A/2B ALT. DRAIN TO F/T-B | 8 | 168.3X10.97 | 168.3X10.97 | 400 | 300 | ASTM A 217 Gr. WC6 | Equal % | SS410 | 17-4PH | CA6NM Chrome Plated | IV | FLASHING | N | 37,18 | AS/SVP/LS/AL/JB/HW/VB | 41421
WANAKBORI | 800 | DRV-73 | DEAERATOR OVERFLOW TO F/T | 6 | 168.3X10.97 | 219.1X12.7 | 400 | 300 | ASTM A 217 Gr. WC9 | ON/OFF | SS440C | SS440C | SS440C | V | FLASHING | N | 37,18 | AS/LS/AL/SV/JB/HW/VB | 417X1
WANAKBORI | 800 | DRV-2/8 | HPH-8A/8B NORMAL DRAIN TO HPH-7A/7B | 3 | 168.3X7.11 | 219.1X6.35 | 25 | 600 | ASTM A 217 Gr. WC9 | Linear | SS410 | SS410 | CA6NM | IV | FLASHING | N | 38,18 | AS/SVP/LS/AL/JB/HW/VB | 41111
WANAKBORI | 800 | DRV-5/11 | HPH-8A/8B ALT.DRAIN TO F/T-A | 3 | 168.3X7.11 | 219.1X6.35 | 35 | 600 | ASTM A 217 Gr. WC9 | Mod% | SS440C | SS440C | SS440C | V | FLASHING | N | 37,18 | AS/SVP/LS/AL/JB/HW/VB | 41433
WANAKBORI | 800 | DRV-40 | LPH-4 NORMAL DRAIN TO LPH-3 | 3 | 114.3X3.05 | 114.3X3.05 | 110 | 300 | ASTM A 217 Gr. WC6 | Equal % | SS 316 | SS 316 | SS 316 | V |  | N | 38,13 | AS/SVP/LS/AL/JB/HW/VB | 41721
WANAKBORI | 800 | DRV-43 | LPH-4 ALT. DRAIN TO F/T-B | 6 | 168.3X3.4 | 168.3X3.4 | 208 | 300 | ASTM A 217 Gr. WC6 | Linear | SS 316 HARD FACED | 17-4PH | CF8M Chrome Plated | V |  | N | 37,15 | AS/SVP/LS/AL/JB/HW/VB | 41711
WANAKBORI | 800 | DMV-2 | DM NORMAL MAKE UP TO HOTWELL | 3 | 355.6X64 | 355.6X64 | 50 | 300 | ASTM A 351 Gr. CF8M | Mod% | SS 316 HARD FACED | 17-4PH | CA6NM Nitrided | V | HIGH DP | Y | 37,15 | AS/SVP/LS/AL/JB/HW/VB | 41732
WANAKBORI | 800 | DMV-5. | DM EMERGENCY MAKE UP TO HOTWELL | 4 | 219X8.18 | 219X8.18 | 145 | 300 | ASTM A 351 Gr. CF8M | Linear | SS410 | 17-4PH | CA6NM Chrome Plated | IV |  | N | 38,15 | AS/SVP/LS/AL/JB/HW/VB | 41412
WANAKBORI | 800 | DRV-52 | DRIP PUMP DISCHARGE CONTROL | 6 | 219X6.35 | 219X6.35 | 255 | 300 | ASTM A 216 Gr. WCC | Equal % | SS410 | 17-4PH | CA6NM Chrome Plated | V | FLASHING | N | 38,15 | AS/SVP/LS/AL/JB/HW/VB | 41621
WANAKBORI | 800 | FDV-8 | LOW LOAD FEED CONTROL | 14 | 219X6.35 | 219X6.35 | 250 | 3000 | ASTM A 217 Gr. WC9 | Mod% | SS440C | SS440C | SS440C | V | FLASHING | N | 67,20 | AS/SVP/LS/AL/JB/HW/VB | 91212

## GADARWADA (hidden)
PROJECT | RATING | TAG NO | SERVICE | VALVE SIZE (Inch) | PIPE INLET | PIPE OUTLET | Cv | RATING (ASME) | BODY MATERIAL | TRIM TYPE | TRIM MATERIAL SEAT | TRIM MATERIAL PLUG | TRIM MATERIAL CAGE | LEAKAGE | VALVE TYPE | IBR | ACTUATOR | ACCESSORIES | VALVE MODEL
GADARWADA | 800 | ASV-8 | D/A PEGGING FROM AUX STEAM HEADER | 10 | 323.9X9.53 | 559X10 | 900 | 300 | ASTM A 216 Gr. WCC | Linear | SS410 | 17-4PH | CA6NM Chrome Plated | IV | HIGH DP | Y | 37 , 18L | AS/SVP/LS/AL/JB/HW/LNP/ EXP/VB | 41912
GADARWADA | 800 | CRHV-6 | D/A PEGGING FROM CRH LINE | 12 | 406.4X16 | 965X34 | 960 | 600 | ASTM A 217 Gr. WC9 | Linear | SS 316 + Stellite | CA6NM Nitrided | CA6NM Nitrided | IV | HIGH DP | Y | 68 , 16 | AS/SVP/LS/AL/JB/HW/LNP/ EXP/VB | 41912
GADARWADA | 800 | CDV-10 | CEP A MIN RECIRCULATION | 6 | 219.1X8.18 | 219.1X8.18 | 95 | 300 | ASTM A 217 Gr. WC6 | Mod Linear | SS410 | 17-4PH | CA6NM Chrome Plated | V | HIGH DP CAVITATION | N | 37 , 18L | AS/SVP/LS/AL/JB/HW/VB | 71433
GADARWADA | 800 | CDV-12 | CEP B MIN RECIRCULATION | 6 | 219.1X8.18 | 219.1X8.18 | 95 | 300 | ASTM A 217 Gr. WC6 | Mod Linear | SS410 | 17-4PH | CA6NM Chrome Plated | V | HIGH DP CAVITATION | N | 37 , 18L | AS/SVP/LS/AL/JB/HW/VB | 71433
GADARWADA | 800 | CDV-14 | CEP C MIN RECIRCULATION | 6 | 219.1X8.18 | 219.1X8.18 | 95 | 300 | ASTM A 217 Gr. WC6 | Mod Linear | SS410 | 17-4PH | CA6NM Chrome Plated | V | HIGH DP CAVITATION | N | 37 , 18L | AS/SVP/LS/AL/JB/HW/VB | 71433
GADARWADA | 800 | CDV-22 | MAIN CONDENSATE CONTROL | 14 | 457X12.7 | 457X12.7 | 1600 | 300 | ASTM A 216 Gr. WCC | Equal % | SS410 | 17-4PH | CA6NM Chrome Plated | IV | HIGH DP | N | 38 , 24 | AS/SVP/LS/AL/JB/HW/VB | 41621
GADARWADA | 800 | CDV-25 | MAIN CONDENSATE CONTROL | 14 | 457X12.7 | 457X12.7 | 1600 | 300 | ASTM A 216 Gr. WCC | Equal % | SS410 | 17-4PH | CA6NM Chrome Plated | IV | HIGH DP | N | 38 , 24 | AS/SVP/LS/AL/JB/HW/VB | 41621
GADARWADA | 800 | CDV-40 | GSC MIN FLOW RECIRCULATION | 6 | 219.1X8.18 | 219.1X8.18 | 95 | 300 | ASTM A 217 Gr. WC6 | Mod Linear | SS410 | 17-4PH | CA6NM Chrome Plated | V | HIGH DP CAVITATION | N | 37 , 18L | AS/SVP/LS/AL/JB/HW/VB | 41433
GADARWADA | 800 | CDV-46 | EXCESS RETURN TO CST | 6 | 219.1X8.18 | 219.1X8.18 | 130 | 300 | ASTM A 217 Gr. WC6 | Mod % | SS410 | 17-4PH | CA6NM Chrome Plated | V | HIGH DP CAVITATION | N | 37 , 18L | AS/SVP/LS/AL/JB/HW/VB | 71432
GADARWADA | 800 | CDV-67 | CONDENSATE SPRAY TO FLASH TANK-B | 1 | 33.4X4.55 | 33.4X4.55 | 3.8 | 300 | ASTM A 217 Gr. WC6 | Linear | SS410 | 17-4PH | CA6NM Chrome Plated | V | HIGH DP CAVITATION | N | 37 , 11 | AS/LS/AL/SV/JB/HW | 41112
GADARWADA | 800 | CDV-72 | CONDENSATE FOR VALVE GLAND SEALING | 1 | 60.3X5.54 | 60.3X5.54 | 1.7 | 600 | ASTM A 217 Gr. WC6 | Linear | SS410 | 17-4PH | CA6NM Chrome Plated | V | HIGH DP | N | 37 , 11 | AS/SVP/LS/AL/JB/HW | 41112
GADARWADA | 800 | DRV-14 | HPH-7A NORMAL DRAIN TO HPH-6A | 6 | 273X12.7 | 323.9X12.7 | 140 | 600 | ASTM A 217 Gr. WC6 | Equal % | SS410 | 17-4PH | CA6NM Chrome Plated | IV | FLASHING | N | 38 , 15 | AS/SVP/LS/SV/JB/HW/VB | 41921
GADARWADA | 800 | DRV-20 | HPH-7B NORMAL DRAIN TO HPH-6B | 6 | 273X12.7 | 323.9X12.7 | 140 | 600 | ASTM A 217 Gr. WC6 | Equal % | SS410 | 17-4PH | CA6NM Chrome Plated | IV | FLASHING | N | 38 , 15 | AS/SVP/LS/SV/JB/HW/VB | 41921
GADARWADA | 800 | DRV-17 | HPH-7A ALT.DRAIN TO F/T-A | 6 | 273X12.7 | 323.9X12.7 | 170 | 600 | ASTM A 217 Gr. WC9 | Equal % | SS 440C | SS 440C | SS 440C | V | FLASHING | N | 37 , 18L | AS/SVP/LS/SV/JB/HW/VB | 41421
GADARWADA | 800 | DRV-23 | HPH-7B ALT.DRAIN TO F/T-A | 6 | 273X12.7 | 323.9X12.7 | 170 | 300 | ASTM A 217 Gr. WC9 | Equal % | SS 440C | SS 440C | SS 440C | V | FLASHING | N | 37 , 18L | AS/SVP/LS/SV/JB/HW/VB | 41421
GADARWADA | 800 | DRV-27 | HPH-6A NORMAL DRAIN TO DEAERATOR | 6 | 273X6.35 | 273X6.35 | 160 | 300 | ASTM A 217 Gr. WC6 | Linear | SS410 | 17-4PH | CA6NM Chrome Plated | IV | FLASHING | N | 38 , 15 | AS/SVP/LS/SV/JB/HW/VB | 41911
GADARWADA | 800 | DRV-34 | HPH-6B NORMAL DRAIN TO DEAERATOR | 6 | 273X6.35 | 273X6.35 | 160 | 300 | ASTM A 217 Gr. WC6 | Linear | SS410 | 17-4PH | CA6NM Chrome Plated | IV | FLASHING | N | 38 , 15 | AS/SVP/LS/SV/JB/HW/VB | 41911
GADARWADA | 800 | DRV-30 | HPH-6A ALT.DRAIN TO F/T-A | 6 | 273X6.35 | 323.9X9.53 | 300 | 300 | ASTM A 217 Gr. WC9 | Linear | SS 440C | SS 440C | SS 440C | V | FLASHING | N | 37 , 18L | AS/SVP/LS/SV/JB/HW/VB | 41411
GADARWADA | 800 | DRV-37 | HPH-6B ALT.DRAIN TO F/T-A | 6 | 273X6.35 | 323.9X9.53 | 300 | 300 | ASTM A 217 Gr. WC9 | Linear | SS 440C | SS 440C | SS 440C | V | FLASHING | N | 37 , 18L | AS/SVP/LS/SV/JB/HW/VB | 41411
GADARWADA | 800 | DRV-58 | LPH-3 ALT.DRAIN TO F/T-B | 8 | 273X6.35 | 323.9X9.53 | 575 | 300 | ASTM A 217 Gr. WC9 | Equal % | SS 440C | SS 440C | SS 440C | V | FLASHING | N | 37 , 18L | AS/SVP/LS/SV/JB/HW/VB | 41421
GADARWADA | 800 | DRV-73 | DEAERATOR OVERFLOW TO F/T-B | 6 | 219.1X6.35 | 323.9X9.53 | 208 | 600 SPL | ASTM A 217 Gr. WC9 | ON-OFF | SS 440C | SS 440C | SS 440C | V | FLASHING | N | 37 , 18 | AS/LS/AL/SV/JB/HW/VB | 417X1
GADARWADA | 800 | DRV-2 | HPH-8A NORMAL DRAIN TO HPH-7A | 3 | 168.3X10.97 | 168.3X10.97 | 30 | 600 SPL | ASTM A 217 Gr. WC6 | Linear | SS410 | 17-4PH | CA6NM Chrome Plated | IV | FLASHING | N | 38 , 15 | AS/SVP/LS/SV/JB/HW/VB | 41611
GADARWADA | 800 | DRV-8 | HPH-8B NORMAL DRAIN TO HPH-7B | 3 | 168.3X10.97 | 168.3X10.97 | 30 | 600 SPL | ASTM A 217 Gr. WC6 | Linear | SS410 | 17-4PH | CA6NM Chrome Plated | IV | FLASHING | N | 38 , 15 | AS/SVP/LS/SV/JB/HW/VB | 41611
GADARWADA | 800 | DRV-5 | HPH-8A ALT.DRAIN TO F/T-A | 3 | 168.3X10.97 | 219.1X12.7 | 35 | 600 SPL | ASTM A 217 Gr. WC9 | Linear | SS 440C | SS 440C | SS 440C | V | FLASHING | N | 37 , 18L | AS/SVP/LS/SV/JB/HW/VB | 41413
GADARWADA | 800 | DRV-11 | HPH-8B ALT.DRAIN TO F/T-A | 3 | 168.3X10.97 | 219.1X12.7 | 35 | 300 | ASTM A 217 Gr. WC9 | Linear | SS 440C | SS 440C | SS 440C | V | FLASHING | N | 37 , 18L | AS/SVP/LS/SV/JB/HW/VB | 41413
GADARWADA | 800 | DRV-40 | LPH-4 NORMAL DRAIN TO LPH-3 | 4 | 219.1X6.35 | 273X6.35 | 140 | 300 | ASTM A 217 Gr. WC6 | Equal % | SS410 | 17-4PH | CA6NM Chrome Plated | IV | FLASHING | N | 38 , 15 | AS/SVP/LS/SV/JB/HW/VB | 41621
GADARWADA | 800 | DRV-43 | LPH-4 ALT.DRAIN TO F/T-B | 6 | 219.1X6.35 | 273X6.35 | 275 | 300 | ASTM A 217 Gr. WC9 | Linear | SS 440C | SS 440C | SS 440C | V | FLASHING | N | 37 , 18 | AS/SVP/LS/SV/JB/HW/VB | 41711
GADARWADA | 800 | DMV-2 | DM NORMAL MU TO HOTWELL | 4 | 168.3X3.4 | 168.3X3.4 | 145 | 300 | ASTM A 351 Gr. CF8M | Mod % | SS 316 + Stellite | SS 316 + Stellite | CF8M Chrome Plated | IV | CAVITATION | N | 37 , 15 | AS/SVP/LS/AL/SV/JB/HW/VB | 41632
GADARWADA | 800 | DMV-9 | DM EMERGENCY MU TO HOTWELL | 6 | 273X4.19 | 273X4.19 | 300 | 300 | ASTM A 351 Gr. CF8M | Linear | SS 316 + Stellite | SS 316 + Stellite | CF8M Chrome Plated | V | CAVITATION | N | 38 , 18 | AS/SVP/LS/AL/SV/JB/HW/VB | 41612
GADARWADA | 800 | DRV-52 | DRIP PUMP DISCHARGE CONTROL VALVE | 6 | 219X8.18 | 219X8.18 | 300 | 300 | ASTM A 216 Gr. WCC | Equal % | SS410 | 17-4PH | CA6NM Chrome Plated | IV |  | N | 38 , 15 | AS/SVP/LS/AL/SV/JB/HW/VB | 41621
GADARWADA | 800 | DRV-81 | LPH-2A&2B ALT.DRAIN TO F/T-B | 4 | 219.1X6.35 | 219.1X6.35 | 195 | 300 | ASTM A 217 Gr. WC6 | Equal % | SS410 | SS410 | CA6NM | V | FLASHING | N | 37 , 15 | AS/SVP/LS/SV/JB/HW/VB | 41721
GADARWADA | 800 | DMCW-17 | DMCW-TG FLOW | 12 | 457X6 | 457X6 | 1400 | 300 | ASTM A 216 Gr. WCC | Linear | SS410 | 17-4PH | CA6NM Chrome Plated | IV | HIGH DP | N | 38 , 18 | AS/SVP/LS/AL/JB/HW/VB | 41611

## SHEET-1 MAIN VALVES
ANNEXURE I- NIT REF NO-PE/PG/RTC/E-5619/2017, DTD-15.05.2017
REVISED PRICE SCHEDULE FOR RATE CONTRACT - CONTROL VALVES REV 02
[25 empty] | INDIGENOUS SUPPLIER | [5 empty] | FOREIGN SUPPLIER
A | B | C | D | E | F | G | H | I | J | K | L | M | N | O | P | Q | R | S | T | U | V | W | X | Y | Y1 | Z | AA | AC | AD | AD1 | AE | AF | AG | AH | AI | AJ
SL NO. | ITEM NO. | ITEM DESCRIPTION | DATA SHEET NO. | ACCESSORY DATA SHEET NO. | VALVE SIZE | STD BODY MATERIAL | STD TRIM MATERIAL | TOTAL QTY OF VALVES WITH STD BODY MATERIAL (COL. G) & STD TRIM MATERIAL (COL. H) | % BREAK-UP OF EX-WORKS PRICE [ROWS 58,59] FOR MAIN VALVES [COLUMN C] AS PER QTY. DESCRIBED IN COLUMN I | TOTAL PRICE OF VALVES WITH STD BODY MATERIAL (COL. G) & STD TRIM MATERIAL (COL. H) [=TOTAL PRICE {ROWS 58,59} *COLUMN J] | % BREAKUP OF UNIT QUANTITY OF VALVE DESCRIBED IN COLUMN C [=COLUMN J/COLUMN I] | "UNIT" PRICE OF VALVES WITH STD BODY MATERIAL (COL. G) & STD TRIM MATERIAL (COL. H) [=COLUMN K/COLUMN I] | SPECIAL BODY MATERIAL | QTY OF VALVES WITH SPECIAL BODY MATERIAL (AS PER COL. N) | % BREAK-UP W.R.T ADD ON PRICE FOR SPECIAL BODY MATERIAL [COLUMN N] WITH QTY AS MENTIONED IN [COLUMN O] | ADD ON PRICE W.R.T SPECIAL BODY MATERIAL[COLUMN N] WITH TOTAL QUANTITY MENTIONED IN COLUMN O [=TOTAL PRICE {ROWS 58,59} *COLUMN P] | % BREAK-UP W.R.T ADD ON "UNIT" PRICE FOR SPECIAL BODY MATERIAL [COLUMN N] WITH QTY AS MENTIONED IN COLUMN O[=COLUMN P/COLUMN O] | ADD ON "UNIT" PRICE W.R.T SPECIAL BODY MATERIAL[COLUMN N] [=COLUMN Q/COLUMN O] | SPECIAL TRIM REQUIREMENT | TOTAL QTY OF VALVES WITH SPECIAL TRIM REQUIREMENT AS PER [COLUMN T] | % BREAK-UP FOR ADD ON PRICE W.R.T SPECIAL TRIM REQUIREMENT MENTIONED WITH QTY. MENTIONED IN COLUMN U | ADD ON PRICE W.R.T SPECIAL TRIM MATERIAL FOR TOTAL QUANTITY MENTIONED IN COLUMN U [=TOTAL PRICE {ROWS 58,59} *COLUMN V] | % BREAK-UP FOR ADD ON "UNIT" PRICE W.R.T SPECIAL TRIM MATERIAL REQUIREMENT [=COLUMN V/COLUMN U] | ADD ON "UNIT" PRICE W.R.T SPECIAL TRIM MATERIAL REQUIREMENT [=COLUMN W/COLUMN U] | HSN CODE (TO BE FILLED BY THE BIDDER) FOR EACH ITEM | TOTAL PRICE EX-WORKS [COLUMN K +COLUMN Q+ COLUMN W] | FREIGHT CHARGES (EXCLUDING GST) @ % OF TOTAL EX WORKS (INR) | APPLICABLE GST RATE % ON TOTAL EX WORKS + FREIGHT BOTH | TOTAL F.O.R SITE PRICE (INR) | TYPE OF GST (IGST/CGST + SGST/UTGST) | TOTAL C & F INDIAN SEA PORT PRICE(CURRENCY) [COLUMN K +COLUMN Q+ COLUMN W] | OCEAN / MARINE INSURANCE | PORT HANDLING CHARGE (INR) | CUSTOM DUTY (INR) | INLAND FREIGHT CHARGES (INCLUDING SERVICE TAX) (INR) | TOTAL F.O.R. SITE PRICE BASED ON DERIVED UNIT-EXWORKS PRICES & APPLICABLE LOADING FOR EACH CASE ( RS. )
1 | CV1.1 | CONTROL VALVE COMPLETE WITH ALL ACCESSORIES MOUNTED, TUBED AND TERMINATED ON JB AS PER DATASHEETS A1 and B1 | A1 | B1 | 8" | WCB/WCC | SS316 STELLITED/ 17-4PH SS | 1 | 0.12718 | Derived | 0.12718 | Derived | WC9 | 1 | 0.042393 | Derived | 0.042393 | Derived | NIL | 0 | [5 empty] | Derived | % TO BE QUOTED | % TO BE QUOTED | Derived |  | Derived | BHEL SCOPE TO BE LOADED ON C&F VALUE |  |  |  | Derived
2 | CV1.2 | CONTROL VALVE COMPLETE WITH ALL ACCESSORIES MOUNTED, TUBED AND TERMINATED ON JB AS PER DATASHEETS A1 and B1 | A1 | B1 | 10" | WCB/WCC | SS316 STELLITED/ 17-4PH SS | 12 | 2.5474 | Derived | 0.21228 | Derived | WC9 | 5 | 0.35381 | Derived | 0.070761 | Derived | NIL | 0 | [5 empty] | Derived |  | % TO BE QUOTED | Derived |  | Derived |  |  |  |  | Derived
3 | CV2.1 | CONTROL VALVE COMPLETE WITH ALL ACCESSORIES MOUNTED, TUBED AND TERMINATED ON JB AS PER DATASHEETS A2 and B1 | A2 | B1 | 8" | WCB/WCC | SS316 STELLITED/ 17-4PH SS | 1 | 0.14626 | Derived | 0.14626 | Derived | WC9 | 1 | 0.048754 | Derived | 0.048754 | Derived | NIL | 0 | [5 empty] | Derived |  | % TO BE QUOTED | Derived |  | Derived |  |  |  |  | Derived
4 | CV2.2 | CONTROL VALVE COMPLETE WITH ALL ACCESSORIES MOUNTED, TUBED AND TERMINATED ON JB AS PER DATASHEETS A2 and B1 | A2 | B1 | 12" | WCB/WCC | SS316 STELLITED/ 17-4PH SS | 12 | 3.9477 | Derived | 0.32897 | Derived | WC9 | 5 | 0.54829 | Derived | 0.10966 | Derived | NIL | 0 | [5 empty] | Derived |  | % TO BE QUOTED | Derived |  | Derived |  |  |  |  | Derived
5 | CV3.1 | CONTROL VALVE COMPLETE WITH ALL ACCESSORIES MOUNTED, TUBED AND TERMINATED ON JB AS PER DATASHEETS A3 and B1 | A3 | B1 | 3" | WC9 | SS410 | 5 | 0.55129 | Derived | 0.11026 | Derived | NIL | 0 |  |  |  |  | NIL | 0 | [5 empty] | Derived |  | % TO BE QUOTED | Derived |  | Derived |  |  |  |  | Derived
6 | CV4.1 | CONTROL VALVE COMPLETE WITH ALL ACCESSORIES MOUNTED, TUBED AND TERMINATED ON JB AS PER DATASHEETS A4 and B2 | A4 | B2 | 1" | WC6 | SS316 STELLITED/ 17-4PH SS | 9 | 0.33341 | Derived | 0.037046 | Derived | NIL | 0 |  |  |  |  | Trim with HIGH FL(>0.985) | 2 | 0.013939 | Derived | 0.0069693 | Derived |  | Derived |  | % TO BE QUOTED | Derived |  | Derived |  |  |  |  | Derived
7 | CV5.1 | CONTROL VALVE COMPLETE WITH ALL ACCESSORIES MOUNTED, TUBED AND TERMINATED ON JB AS PER DATASHEETS A5 and B2 | A5 | B2 | 3" | WC9 | SS 440 C | 1 | 0.040153 | Derived | 0.040153 | Derived | NIL | 0 |  |  |  |  | NIL | 0 | [5 empty] | Derived |  | % TO BE QUOTED | Derived |  | Derived |  |  |  |  | Derived
8 | CV5.2 | CONTROL VALVE COMPLETE WITH ALL ACCESSORIES MOUNTED, TUBED AND TERMINATED ON JB AS PER DATASHEETS A5 and B2 | A5 | B2 | 6" | WC9 | SS 440 C | 13 | 1.1409 | Derived | 0.087763 | Derived | NIL | 0 |  |  |  |  | NIL | 0 | [5 empty] | Derived |  | % TO BE QUOTED | Derived |  | Derived |  |  |  |  | Derived
9 | CV6.1 | CONTROL VALVE COMPLETE WITH ALL ACCESSORIES MOUNTED, TUBED AND TERMINATED ON JB AS PER DATASHEETS A6 and B1 | A6 | B1 | 6" | WC6 | SS316 STELLITED/ 17-4PH SS | 13 | 2.3038 | Derived | 0.17722 | Derived | NIL | 0 |  |  |  |  | Trim with HIGH FL(>0.985) | 2 | 0.050622 | Derived | 0.025311 | Derived |  | Derived |  | % TO BE QUOTED | Derived |  | Derived |  |  |  |  | Derived
10 | CV7.1 | CONTROL VALVE COMPLETE WITH ALL ACCESSORIES MOUNTED, TUBED AND TERMINATED ON JB AS PER DATASHEETS A7 and B1 | A7 | B1 | 6" | WC6 | SS316 STELLITED/ 17-4PH SS | 9 | 1.4484 | Derived | 0.16093 | Derived | NIL | 0 |  |  |  |  | NIL | 0 | [5 empty] | Derived |  | % TO BE QUOTED | Derived |  | Derived |  |  |  |  | Derived
11 | CV8.1 | CONTROL VALVE COMPLETE WITH ALL ACCESSORIES MOUNTED, TUBED AND TERMINATED ON JB AS PER DATASHEETS A8 and B1 | A8 | B1 | 4" | WCB/WCC | SS316 STELLITED/ 17-4PH SS | 1 | 0.16397 | Derived | 0.16397 | Derived | NIL | 0 |  |  |  |  | NIL | 0 | [5 empty] | Derived |  | % TO BE QUOTED | Derived |  | Derived |  |  |  |  | Derived
12 | CV8.2 | CONTROL VALVE COMPLETE WITH ALL ACCESSORIES MOUNTED, TUBED AND TERMINATED ON JB AS PER DATASHEETS A8 and B1 | A8 | B1 | 10" | WCB/WCC | SS316 STELLITED/ 17-4PH SS | 1 | 0.29924 | Derived | 0.29924 | Derived | NIL | 0 |  |  |  |  | NIL | 0 | [5 empty] | Derived |  | % TO BE QUOTED | Derived |  | Derived |  |  |  |  | Derived
13 | CV8.3 | CONTROL VALVE COMPLETE WITH ALL ACCESSORIES MOUNTED, TUBED AND TERMINATED ON JB AS PER DATASHEETS A8 and B1 | A8 | B1 | 14" | WCB/WCC | SS316 STELLITED/ 17-4PH SS | 24 | 9.3461 | Derived | 0.38942 | Derived | NIL | 0 |  |  |  |  | NIL | 0 | [5 empty] | Derived |  | % TO BE QUOTED | Derived |  | Derived |  |  |  |  | Derived
14 | CV9.1 | CONTROL VALVE COMPLETE WITH ALL ACCESSORIES MOUNTED, TUBED AND TERMINATED ON JB AS PER DATASHEETS A9 and B1 | A9 | B1 | 6" | WCB/WCC | SS316 STELLITED/ 17-4PH SS | 13 | 1.7987 | Derived | 0.13836 | Derived | WC6 | 1 | 0.024417 | Derived | 0.024417 | Derived | Trim with HIGH FL(>0.985) | 2 | 0.021481 | Derived | 0.01074 | Derived |  | Derived |  | % TO BE QUOTED | Derived |  | Derived |  |  |  |  | Derived
15 | CV10.1 | CONTROL VALVE COMPLETE WITH ALL ACCESSORIES MOUNTED, TUBED AND TERMINATED ON JB AS PER DATASHEETS A10 and B1 | A10 | B1 | 1" | WCB/WCC | SS316 STELLITED/ 17-4PH SS | 13 | 0.74531 | Derived | 0.057331 | Derived | NIL | 0 |  |  |  |  | Trim with HIGH FL(>0.985) | 2 | 0.026965 | Derived | 0.013483 | Derived |  | Derived |  | % TO BE QUOTED | Derived |  | Derived |  |  |  |  | Derived
16 | CV11.1 | CONTROL VALVE COMPLETE WITH ALL ACCESSORIES MOUNTED, TUBED AND TERMINATED ON JB AS PER DATASHEETS A11 and B1 | A11 | B1 | 3" | WC6 | SS316 STELLITED/ 17-4PH SS | 1 | 0.094826 | Derived | 0.094826 | Derived | NIL | 0 |  |  |  |  | NIL | 0 | [5 empty] | Derived |  | % TO BE QUOTED | Derived |  | Derived |  |  |  |  | Derived
17 | CV11.2 | CONTROL VALVE COMPLETE WITH ALL ACCESSORIES MOUNTED, TUBED AND TERMINATED ON JB AS PER DATASHEETS A11 and B1 | A11 | B1 | 4" | WC6 | SS316 STELLITED/ 17-4PH SS | 2 | 0.21963 | Derived | 0.10981 | Derived | NIL | 0 | [5 empty] | 0 | [5 empty] | Derived |  | % TO BE QUOTED | Derived |  | Derived |  |  |  |  | Derived
18 | CV11.3 | CONTROL VALVE COMPLETE WITH ALL ACCESSORIES MOUNTED, TUBED AND TERMINATED ON JB AS PER DATASHEETS A11 and B1 | A11 | B1 | 6" | WC6 | SS316 STELLITED/ 17-4PH SS | 44 | 5.2262 | Derived | 0.11878 | Derived | NIL | 0 |  |  |  |  | Trim with HIGH FL(>0.985) | 2 | 0.078269 | Derived | 0.039134 | Derived |  | Derived |  | % TO BE QUOTED | Derived |  | Derived |  |  |  |  | Derived
19 | CV12.1 | CONTROL VALVE COMPLETE WITH ALL ACCESSORIES MOUNTED, TUBED AND TERMINATED ON JB AS PER DATASHEETS A12 and B1 | A12 | B1 | 4" | WC9 | SS 440 C | 3 | 0.32944 | Derived | 0.10981 | Derived | NIL | 0 | [5 empty] | 0 | [5 empty] | Derived |  | % TO BE QUOTED | Derived |  | Derived |  |  |  |  | Derived
20 | CV12.2 | CONTROL VALVE COMPLETE WITH ALL ACCESSORIES MOUNTED, TUBED AND TERMINATED ON JB AS PER DATASHEETS A12 and B1 | A12 | B1 | 6" | WC9 | SS 440 C | 44 | 5.4734 | Derived | 0.12439 | Derived | NIL | 0 |  |  |  |  | Trim with HIGH FL(>0.985) | 2 | 0.035994 | Derived | 0.017997 | Derived |  | Derived |  | % TO BE QUOTED | Derived |  | Derived |  |  |  |  | Derived
21 | CV13.1 | CONTROL VALVE COMPLETE WITH ALL ACCESSORIES MOUNTED, TUBED AND TERMINATED ON JB AS PER DATASHEETS A13 and B1 | A13 | B1 | 3" | WC6 | SS316 STELLITED/ 17-4PH SS | 22 | 1.7514 | Derived | 0.079611 | Derived | WC9 | 1 | 0.014049 | Derived | 0.014049 | Derived | Trim with HIGH FL(>0.985) | 2 | 0.070425 | Derived | 0.035212 | Derived |  | Derived |  | % TO BE QUOTED | Derived |  | Derived |  |  |  |  | Derived
22 | CV13.2 | CONTROL VALVE COMPLETE WITH ALL ACCESSORIES MOUNTED, TUBED AND TERMINATED ON JB AS PER DATASHEETS A13 and B1 | A13 | B1 | 4" | WC6 | SS316 STELLITED/ 17-4PH SS | 2 | 0.19702 | Derived | 0.09851 | Derived | WC9 | 1 | 0.017384 | Derived | 0.017384 | Derived | Trim with HIGH FL(>0.985) | 2 | 0.091201 | Derived | 0.045601 | Derived |  | Derived |  | % TO BE QUOTED | Derived |  | Derived |  |  |  |  | Derived
23 | CV14.1 | CONTROL VALVE COMPLETE WITH ALL ACCESSORIES MOUNTED, TUBED AND TERMINATED ON JB AS PER DATASHEETS A14 and B1 | A14 | B1 | 3" | WC9 | SS 440 C | 20 | 1.972 | Derived | 0.098601 | Derived | NIL | 0 |  |  |  |  | Trim with HIGH FL(>0.985) | 2 | 0.089264 | Derived | 0.044632 | Derived |  | Derived |  | % TO BE QUOTED | Derived |  | Derived |  |  |  |  | Derived
24 | CV14.2 | CONTROL VALVE COMPLETE WITH ALL ACCESSORIES MOUNTED, TUBED AND TERMINATED ON JB AS PER DATASHEETS A14 and B1 | A14 | B1 | 4" | WC9 | SS 440 C | 2 | 0.24589 | Derived | 0.12294 | Derived | NIL | 0 |  |  |  |  | Trim with HIGH FL(>0.985) | 2 | 0.076568 | Derived | 0.038284 | Derived |  | Derived |  | % TO BE QUOTED | Derived |  | Derived |  |  |  |  | Derived
25 | CV15.1 | CONTROL VALVE COMPLETE WITH ALL ACCESSORIES MOUNTED, TUBED AND TERMINATED ON JB AS PER DATASHEETS A15 and B1 | A15 | B1 | 3" | WC6 | SS316 STELLITED/ 17-4PH SS | 1 | 0.068635 | Derived | 0.068635 | Derived | NIL | 0 |  |  |  |  | NIL | 0 | [5 empty] | Derived |  | % TO BE QUOTED | Derived |  | Derived |  |  |  |  | Derived
26 | CV15.2 | CONTROL VALVE COMPLETE WITH ALL ACCESSORIES MOUNTED, TUBED AND TERMINATED ON JB AS PER DATASHEETS A15 and B1 | A15 | B1 | 4" | WC6 | SS316 STELLITED/ 17-4PH SS | 1 | 0.083188 | Derived | 0.083188 | Derived | NIL | 0 |  |  |  |  | NIL | 0 | [5 empty] | Derived |  | % TO BE QUOTED | Derived |  | Derived |  |  |  |  | Derived
27 | CV15.3 | CONTROL VALVE COMPLETE WITH ALL ACCESSORIES MOUNTED, TUBED AND TERMINATED ON JB AS PER DATASHEETS A15 and B1 | A15 | B1 | 6" | WC6 | SS316 STELLITED/ 17-4PH SS | 2 | 0.19603 | Derived | 0.098017 | Derived | NIL | 0 |  |  |  |  | NIL | 0 | [5 empty] | Derived |  | % TO BE QUOTED | Derived |  | Derived |  |  |  |  | Derived
28 | CV15.4 | CONTROL VALVE COMPLETE WITH ALL ACCESSORIES MOUNTED, TUBED AND TERMINATED ON JB AS PER DATASHEETS A15 and B1 | A15 | B1 | 8" | WC6 | SS316 STELLITED/ 17-4PH SS | 2 | 0.25068 | Derived | 0.12534 | Derived | NIL | 0 |  |  |  |  | Trim with HIGH FL(>0.985) | 2 | 0.10387 | Derived | 0.051934 | Derived |  | Derived |  | % TO BE QUOTED | Derived |  | Derived |  |  |  |  | Derived
29 | CV15.5 | CONTROL VALVE COMPLETE WITH ALL ACCESSORIES MOUNTED, TUBED AND TERMINATED ON JB AS PER DATASHEETS A15 and B1 | A15 | B1 | 10" | WC6 | SS316 STELLITED/ 17-4PH SS | 2 | 0.31334 | Derived | 0.15667 | Derived | NIL | 0 |  |  |  |  | Trim with HIGH FL(>0.985) | 2 | 0.12933 | Derived | 0.064665 | Derived |  | Derived |  | % TO BE QUOTED | Derived |  | Derived |  |  |  |  | Derived
30 | CV16.1 | CONTROL VALVE COMPLETE WITH ALL ACCESSORIES MOUNTED, TUBED AND TERMINATED ON JB AS PER DATASHEETS A16 and B1 | A16 | B1 | 3" | WC6 | SS316 STELLITED/ 17-4PH SS | 7 | 0.48044 | Derived | 0.068635 | Derived | NIL | 0 |  |  |  |  | Trim with HIGH FL(>0.985) | 2 | 0.043323 | Derived | 0.021661 | Derived |  | Derived |  | % TO BE QUOTED | Derived |  | Derived |  |  |  |  | Derived
31 | CV16.2 | CONTROL VALVE COMPLETE WITH ALL ACCESSORIES MOUNTED, TUBED AND TERMINATED ON JB AS PER DATASHEETS A16 and B1 | A16 | B1 | 4" | WC6 | SS316 STELLITED/ 17-4PH SS | 5 | 0.41594 | Derived | 0.083188 | Derived | NIL | 0 |  |  |  |  | NIL | 0 | [5 empty] | Derived |  | % TO BE QUOTED | Derived |  | Derived |  |  |  |  | Derived
32 | CV16.3 | CONTROL VALVE COMPLETE WITH ALL ACCESSORIES MOUNTED, TUBED AND TERMINATED ON JB AS PER DATASHEETS A16 and B1 | A16 | B1 | 6" | WC6 | SS316 STELLITED/ 17-4PH SS | 5 | 0.59552 | Derived | 0.1191 | Derived | NIL | 0 |  |  |  |  | NIL | 0 | [5 empty] | Derived |  | % TO BE QUOTED | Derived |  | Derived |  |  |  |  | Derived
33 | CV16.4 | CONTROL VALVE COMPLETE WITH ALL ACCESSORIES MOUNTED, TUBED AND TERMINATED ON JB AS PER DATASHEETS A16 and B1 | A16 | B1 | 8" | WC6 | SS316 STELLITED/ 17-4PH SS | 5 | 0.93255 | Derived | 0.18651 | Derived | NIL | 0 |  |  |  |  | NIL | 0 | [5 empty] | Derived |  | % TO BE QUOTED | Derived |  | Derived |  |  |  |  | Derived
34 | CV17.1 | CONTROL VALVE COMPLETE WITH ALL ACCESSORIES MOUNTED, TUBED AND TERMINATED ON JB AS PER DATASHEETS A17 and B1 | A17 | B1 | 3" | WC6 | SS 440 C | 2 | 0.13349 | Derived | 0.066744 | Derived | WC9 | 1 | 0.011778 | Derived | 0.011778 | Derived | NIL | 0 | [5 empty] | Derived |  | % TO BE QUOTED | Derived |  | Derived |  |  |  |  | Derived
35 | CV17.2 | CONTROL VALVE COMPLETE WITH ALL ACCESSORIES MOUNTED, TUBED AND TERMINATED ON JB AS PER DATASHEETS A17 and B1 | A17 | B1 | 4" | WC6 | SS 440 C | 19 | 1.8435 | Derived | 0.097029 | Derived | WC9 | 2 | 0.034245 | Derived | 0.017123 | Derived | NIL | 0 | [5 empty] | Derived |  | % TO BE QUOTED | Derived |  | Derived |  |  |  |  | Derived
36 | CV17.3 | CONTROL VALVE COMPLETE WITH ALL ACCESSORIES MOUNTED, TUBED AND TERMINATED ON JB AS PER DATASHEETS A17 and B1 | A17 | B1 | 6" | WC6 | SS 440 C | 3 | 0.38875 | Derived | 0.12958 | Derived | WC9 | 1 | 0.022868 | Derived | 0.022868 | Derived | Trim with HIGH FL(>0.985) | 2 | 0.082533 | Derived | 0.041266 | Derived |  | Derived |  | % TO BE QUOTED | Derived |  | Derived |  |  |  |  | Derived
37 | CV17.4 | CONTROL VALVE COMPLETE WITH ALL ACCESSORIES MOUNTED, TUBED AND TERMINATED ON JB AS PER DATASHEETS A17 and B1 | A17 | B1 | 8" | WC6 | SS 440 C | 7 | 0.94703 | Derived | 0.13529 | Derived | WC9 | 1 | 0.023875 | Derived | 0.023875 | Derived | Trim with HIGH FL(>0.985) | 2 | 0.1344 | Derived | 0.067199 | Derived |  | Derived |  | % TO BE QUOTED | Derived |  | Derived |  |  |  |  | Derived
38 | CV17.5 | CONTROL VALVE COMPLETE WITH ALL ACCESSORIES MOUNTED, TUBED AND TERMINATED ON JB AS PER DATASHEETS A17 and B1 | A17 | B1 | 10" | WC6 | SS 440 C | 5 | 0.87617 | Derived | 0.17523 | Derived | WC9 | 1 | 0.030924 | Derived | 0.030924 | Derived | NIL | 0 | [5 empty] | Derived |  | % TO BE QUOTED | Derived |  | Derived |  |  |  |  | Derived
39 | CV17.6 | CONTROL VALVE COMPLETE WITH ALL ACCESSORIES MOUNTED, TUBED AND TERMINATED ON JB AS PER DATASHEETS A17 and B1 | A17 | B1 | 12" | WC6 | SS 440 C | 5 | 1.086 | Derived | 0.21721 | Derived | WC9 | 1 | 0.038331 | Derived | 0.038331 | Derived | NIL | 0 | [5 empty] | Derived |  | % TO BE QUOTED | Derived |  | Derived |  |  |  |  | Derived
40 | CV18.1 | CONTROL VALVE COMPLETE WITH ALL ACCESSORIES MOUNTED, TUBED AND TERMINATED ON JB AS PER DATASHEETS A18 and B1 | A18 | B1 | 3" | CF8M | SS316 STELLITED/ 17-4PH SS | 16 | 1.6051 | Derived | 0.10032 | Derived | NIL | 0 |  |  |  |  | NIL | 0 | [5 empty] | Derived |  | % TO BE QUOTED | Derived |  | Derived |  |  |  |  | Derived
41 | CV18.2 | CONTROL VALVE COMPLETE WITH ALL ACCESSORIES MOUNTED, TUBED AND TERMINATED ON JB AS PER DATASHEETS A18 and B1 | A18 | B1 | 4" | CF8M | SS316 STELLITED/ 17-4PH SS | 5 | 0.60149 | Derived | 0.1203 | Derived | NIL | 0 |  |  |  |  | NIL | 0 | [5 empty] | Derived |  | % TO BE QUOTED | Derived |  | Derived |  |  |  |  | Derived
42 | CV18.3 | CONTROL VALVE COMPLETE WITH ALL ACCESSORIES MOUNTED, TUBED AND TERMINATED ON JB AS PER DATASHEETS A18 and B1 | A18 | B1 | 6" | CF8M | SS316 STELLITED/ 17-4PH SS | 5 | 0.83562 | Derived | 0.16712 | Derived | NIL | 0 |  |  |  |  | NIL | 0 | [5 empty] | Derived |  | % TO BE QUOTED | Derived |  | Derived |  |  |  |  | Derived
43 | CV19.1 | CONTROL VALVE COMPLETE WITH ALL ACCESSORIES MOUNTED, TUBED AND TERMINATED ON JB AS PER DATASHEETS A19 and B1 | A19 | B1 | 6" | WCB/WCC | SS316 STELLITED/ 17-4PH SS | 10 | 1.1202 | Derived | 0.11202 | Derived | NIL | 0 |  |  |  |  | NIL | 0 | [5 empty] | Derived |  | % TO BE QUOTED | Derived |  | Derived |  |  |  |  | Derived
45 | CV20.1 | CONTROL VALVE COMPLETE WITH ALL ACCESSORIES MOUNTED, TUBED AND TERMINATED ON JB AS PER DATASHEETS A20 and B1 | A20 | B1 | 4" | WCB/WCC | SS316 STELLITED/ 17-4PH SS | 1 | 0.070949 | Derived | 0.070949 | Derived | NIL | 0 |  |  |  |  | NIL | 0 | [5 empty] | Derived |  | % TO BE QUOTED | Derived |  | Derived |  |  |  |  | Derived
46 | CV20.2 | CONTROL VALVE COMPLETE WITH ALL ACCESSORIES MOUNTED, TUBED AND TERMINATED ON JB AS PER DATASHEETS A20 and B1 | A20 | B1 | 6" | WCB/WCC | SS316 STELLITED/ 17-4PH SS | 1 | 0.10915 | Derived | 0.10915 | Derived | NIL | 0 |  |  |  |  | NIL | 0 | [5 empty] | Derived |  | % TO BE QUOTED | Derived |  | Derived |  |  |  |  | Derived
47 | CV20.3 | CONTROL VALVE COMPLETE WITH ALL ACCESSORIES MOUNTED, TUBED AND TERMINATED ON JB AS PER DATASHEETS A20 and B1 | A20 | B1 | 8" | WCB/WCC | SS316 STELLITED/ 17-4PH SS | 1 | 0.13612 | Derived | 0.13612 | Derived | NIL | 0 |  |  |  |  | NIL | 0 | [5 empty] | Derived |  | % TO BE QUOTED | Derived |  | Derived |  |  |  |  | Derived
48 | CV20.4 | CONTROL VALVE COMPLETE WITH ALL ACCESSORIES MOUNTED, TUBED AND TERMINATED ON JB AS PER DATASHEETS A20 and B1 | A20 | B1 | 10" | WCB/WCC | SS316 STELLITED/ 17-4PH SS | 1 | 0.26561 | Derived | 0.26561 | Derived | NIL | 0 |  |  |  |  | NIL | 0 | [5 empty] | Derived |  | % TO BE QUOTED | Derived |  | Derived |  |  |  |  | Derived
49 | CV20.5 | CONTROL VALVE COMPLETE WITH ALL ACCESSORIES MOUNTED, TUBED AND TERMINATED ON JB AS PER DATASHEETS A20 and B1 | A20 | B1 | 12" | WCB/WCC | SS316 STELLITED/ 17-4PH SS | 4 | 1.2712 | Derived | 0.31779 | Derived | NIL | 0 |  |  |  |  | NIL | 0 | [5 empty] | Derived |  | % TO BE QUOTED | Derived |  | Derived |  |  |  |  | Derived
50 | CV21.1 | CONTROL VALVE with MULTI STAGE , MULTI PATH TRIM DESIGN; COMPLETE WITH ALL ACCESSORIES MOUNTED, TUBED AND TERMINATED ON JB AS PER DATASHEETS A21 and B1 | A21 | B1 | 12" | WC9 | SS316 STELLITED/ 17-4PH SS | 14 | 14.0125 | Derived | 1.0009 | Derived | NIL | 0 |  |  |  |  | Trim with HIGH FL(>0.995) | 2 | 0.047228 | Derived | 0.023614 | Derived |  | Derived |  | % TO BE QUOTED | Derived |  | Derived |  |  |  |  | Derived
51 | CV22.1 | CONTROL VALVE with MULTI STAGE , MULTI PATH TRIM DESIGN; COMPLETE WITH ALL ACCESSORIES MOUNTED, TUBED AND TERMINATED ON JB AS PER DATASHEETS A22 and B1 | A22 | B1 | 12" | WC6 | SS316 STELLITED/ 17-4PH SS | 1 | 0.72221 | Derived | 0.72221 | Derived |  | 0 | [5 empty] | 0 | [5 empty] | Derived |  | % TO BE QUOTED | Derived |  | Derived |  |  |  |  | Derived
52 | CV23.1 | CONTROL VALVE with MULTI STAGE , MULTI PATH TRIM DESIGN; COMPLETE WITH ALL ACCESSORIES MOUNTED, TUBED AND TERMINATED ON JB AS PER DATASHEETS A23 and B1 | A23 | B1 | 6" | WC6 | SS316 STELLITED/ 17-4PH SS | 1 | 0.36356 | Derived | 0.36356 | Derived |  | 0 | [5 empty] | 0 | [5 empty] | Derived |  | % TO BE QUOTED | Derived |  | Derived |  |  |  |  | Derived
A: 53; C: TOTAL; I: 399; K: 70.17 |  |  | 1.21 |  |  |  |  | 32 | 1.1 |  |  |  |  | Derived | Derived | Derived | Derived=Rs X |  | Derived |  |  |  |  | Derived=Y
|  | TOTAL EX-WORKS/ C&F PRICE TO BE ENTERED | TO BE QUOTED BY BIDDER
INCLUSIVE OF VALVES ANNEXUE I OF IV), TRIM (ANNEXURE II OF IV), COMP &ACCS (ANNEXUE III OFIV), CV/FL TEST (ANNEXURE IV OF IV)
NOTE :-
1. The bidder shall include one set of packing and gasket (all types including body, bonnet) along with each control valve within the valve’s quoted price.
2. The bidder shall include pneumatic tubing viz. integral tubing as well as additional 12 metres tubing per control valve, upto the instrumentation air header;along with the fittings as per hook-up diagram and accessories' datasheets along with each control valve within the valve's quoted price.
3. ADD-ON price indicates the additional price bidder will quote w.r.t. special trim material, special body material in additon to the price quoted for the main valve.
4. Total quantity of valves is 399, which is inclusive of valves with special body/trim requirement.
5. The Total Ex-works price inclusive of Main Valves, Valve Trm, Comp and Accs, CV Test/ FL Test needs to be entered in Row-58-59 Column D-E. Indigenous and foreign bidders are required to quote their prices at the location specified.
6. Bidders are required to fill value only where "To be quoted" has been mentioned [Highlighted in YELLOW]. The other cells where "Derived" has been mentioned is NOT required to be filled by bidders. The same shall be DERIVED by BHEL as per the percentages allocated at various steps.
7. Vendor to mention HSN Code in specific Column for each item of BOQ.
8. Nature of GST on Services at project site shall not be allowed to change after bidding.
9. In case of discrepancy in GST rate corresponding to HSN code and quoted GST, the evaluation shall be done on quoted price and correct GST rate shall be considered for ordering (limited to quoted FOR Site price)
10. Unless the context requires otherwise, in all tenders and tender related documents any reference to taxes such as ED, CST/VAT, Services. Tax etc. shall refer to GST as implemented by GOI w.e.f. 1.07.2017.
11. In case of discrepancy in GST rate corresponding to HSN code and indicated GST, the evaluation shall be done on quoted price and correct GST rate shall be considered (limited to quoted FOR Site price).
12. The purchaser is registered in the State of Uttar Pradesh (UP) vide following registration number: 09AAACB4146P2ZC. Seller/contractor is required to mention the above registration number in their tax invoice unless stated otherwise in SCC.
13. CGST/SGST/UGST/IGST shall be paid at actuals against documentary evidence but restricted to the amount and percentage in the order/contract.
14. In case, any GST credit is delayed/denied to BHEL due to non/delayed receipt of goods and/or tax invoice or expiry to timeline prescribed in the relevant Act for availing such ITC, or any other reasons not attributable to BHEL, tax amount shall be recoverable from the vendor/contractor along with interest levied/leviable on BHEL.
15. Tax Invoice should contain the name of the ultimate consignee as per Order/ Contract/ Special Conditions of Contract.
16. All taxes and duties other than CGST/SGST/UGST/IGST shall be deemed to be included in the Ex-Works prices unless specified otherwise by the bidder in the price bid. No variation in other taxes and duties shall be payable by Purchaser.
17. The vendors shall arrange for necessary e-waybill as and when required by law.
18. For claiming of service involving GST, The vendors shall submit GST compliant invoices.

## SHEET-2 VALVE TRIMS
ANNEXURE II- NIT REF NO-PE/PG/RTC/E-5619/2017, DTD-15.05.2017
REVISED PRICE SCHEDULE FOR RATE CONTRACT - VALVE TRIMS (REV 02)
{Refer BOQ FOR RATE CONTRACT ANNEXURE I-CONTROL VALVES}
[18 empty] | INDIGENOUS SUPPLIER |  |  |  |  | FOREIGN SUPPLIER
A | B | C | D | E | F | G | H | I | J | K | M | N | O | P | Q | R | R1 | S | T | U | V | V1 | W | X | Y | Z | AA | AB
SL NO. | ITEM NO. | ITEM DESCRIPTION | DATA SHEET NO. | VALVE SIZE | STD TRIM MATERIAL | TOTAL QTY OF STD TRIMS | % BREAK-UP OF STANDARD TRIMS [COLUMN F] W.R.T. EX WORKS [ROWS 58,59 OF ANNEXURE-1]AS PER QUANTITY MENTIONED IN COLUMN G OF THIS SHEET | TOTAL PRICE OF STANDARD TRIMS AS PER QUANTITY DESCRIBED IN COLUMN G [=TOTAL PRICE{ROWS 58,59} OF ANNEXURE-1 *COLUMN H] | % BREAK-UP OF STANDARD TRIMS [COLUMN F] FOR "UNIT" QUANTITY OF TRIMS [=COLUMN H/COLUMN G] | "UNIT" PRICE OF STANDARD TRIMS [COLUMN F] [=COLUMN I/COLUMN G] | SPECIAL TRIM REQUIREMENT | QTY OF SPECIAL TRIMS (AS PER COL. M) | % BREAK-UP W.R.T SPECIAL TRIM REQUIREMENT[COLUMN M] WITH QTY AS MENTIONED IN COLUMN N | ADD-ON PRICE W.R.T SPECIAL TRIM REQUIREMENT[COLUMN M] FOR QUANTITY MENTIONED IN COLUMN N [=TOTAL PRICE {ROWS 58,59} OF ANNEXURE-1 *COLUMN O] | % BREAK-UP W.R.T SPECIAL TRIM REQUIREMENT[COLUMN M] FOR UNIT QTY [=COLUMN O/COLUMN N ] | ADD-ON "UNIT" PRICE W.R.T SPECIAL TRIM REQUIREMENT [COLUMN M] [=COLUMN P/COLUMN N ] | HSN CODE (TO BE FILLED BY THE BIDDER) FOR EACH ITEM | TOTAL PRICE EX-WORKS [COLUMN I +COLUMN P ] | FREIGHT CHARGES (EXCLUDING GST) @ % OF TOTAL EX WORKS (INR) | APPLICABLE GST RATE % ON TOTAL EX WORKS + FREIGHT BOTH | TOTAL F.O.R SITE PRICE (INR) | TYPE OF GST (IGST/CGST + SGST/UTGST) | TOTAL C & F INDIAN SEA PORT PRICE(CURRENCY) | OCEAN / MARINE INSURANCE | PORT HANDLING CHARGE (INR) | CUSTOM DUTY (INR) | INLAND FREIGHT CHARGES (INCLUDING SERVICE TAX) (INR) | TOTAL F.O.R. SITE PRICE BASED ON DERIVED UNIT-EXWORKS PRICES & APPLICABLE LOADING FOR EACH CASE ( RS. )
1 | TRM 1.1 | VALVE TRIM FOR CV1.1 (MAIN BOQ) INCLUDING CAGE,PLUG, PLUG STEM, SEAT RINGS, GUIDE BUSHINGS, ETC. AS PER DATASHEET A1 | A1 | 8" | SS316 STELLITED/ 17-4PH SS | 1 | 0.032508 | Derived | 0.032508 | Derived | NIL | 0 | [5 empty] | Derived | % TO BE QUOTED | % TO BE QUOTED | Derived |  | Derived | BHEL SCOPE TO BE LOADED ON C&F VALUE |  |  |  | Derived
2 | TRM 1.2 | VALVE TRIM FOR CV1.1 (MAIN BOQ) INCLUDING CAGE,PLUG, PLUG STEM, SEAT RINGS, GUIDE BUSHINGS, ETC. AS PER DATASHEET A1 | A1 | 10" | SS316 STELLITED/ 17-4PH SS | 8 | 0.4334 | Derived | 0.054175 | Derived | NIL | 0 | [5 empty] | Derived |  | % TO BE QUOTED | Derived |  | Derived |  |  |  |  | Derived
3 | TRM 2.1 | VALVE TRIM FOR CV2.1 (MAIN BOQ) INCLUDING CAGE,PLUG, PLUG STEM, SEAT RINGS, GUIDE BUSHINGS, ETC. AS PER DATASHEET A2 | A2 | 8" | SS316 STELLITED/ 17-4PH SS | 1 | 0.032508 | Derived | 0.032508 | Derived | NIL | 0 | [5 empty] | Derived |  | % TO BE QUOTED | Derived |  | Derived |  |  |  |  | Derived
4 | TRM 2.2 | VALVE TRIM FOR CV2.1 (MAIN BOQ) INCLUDING CAGE,PLUG, PLUG STEM, SEAT RINGS, GUIDE BUSHINGS, ETC. AS PER DATASHEET A2 | A2 | 12" | SS316 STELLITED/ 17-4PH SS | 8 | 0.68985 | Derived | 0.086231 | Derived | NIL | 0 | [5 empty] | Derived |  | % TO BE QUOTED | Derived |  | Derived |  |  |  |  | Derived
5 | TRM 3.1 | VALVE TRIM FOR CV3.1(MAIN BOQ) INCLUDING CAGE,PLUG, PLUG STEM, SEAT RINGS, GUIDE BUSHINGS, ETC. AS PER DATASHEET A3 | A3 | 3" | SS410 | 2 | 0.12232 | Derived | 0.061159 | Derived | NIL | 0 | [5 empty] | Derived |  | % TO BE QUOTED | Derived |  | Derived |  |  |  |  | Derived
6 | TRM 4.1 | VALVE TRIM FOR CV4.1 (MAIN BOQ) INCLUDING CAGE,PLUG, PLUG STEM, SEAT RINGS, GUIDE BUSHINGS, ETC. AS PER DATASHEET A4 | A4 | 1" | SS316 STELLITED/ 17-4PH SS | 4 | 0.025295 | Derived | 0.0063237 | Derived | Trim with HIGH FL(>0.985) | 2 | 0.013939 | Derived | 0.0069693 | Derived |  | Derived |  | % TO BE QUOTED | Derived |  | Derived |  |  |  |  | Derived
7 | TRM 5.1 | VALVE TRIM FOR CV5.1 (MAIN BOQ) INCLUDING CAGE,PLUG, PLUG STEM, SEAT RINGS, GUIDE BUSHINGS, ETC. AS PER DATASHEET A5 | A5 | 3" | SS 440 C | 1 | 0.0078833 | Derived | 0.0078833 | Derived | NIL | 0 | [5 empty] | Derived |  | % TO BE QUOTED | Derived |  | Derived |  |  |  |  | Derived
8 | TRM 5.2 | VALVE TRIM FOR CV5.2 (MAIN BOQ) INCLUDING CAGE,PLUG, PLUG STEM, SEAT RINGS, GUIDE BUSHINGS, ETC. AS PER DATASHEET A5 | A5 | 6" | SS 440 C | 8 | 0.1281 | Derived | 0.016012 | Derived | NIL | 0 | [5 empty] | Derived |  | % TO BE QUOTED | Derived |  | Derived |  |  |  |  | Derived
9 | TRM 6.1 | MULTI STAGE , MULTI PATH VALVE TRIM FOR CV6.1(MAIN BOQ)INCLUDING CAGE,PLUG, PLUG STEM, SEAT RINGS, GUIDE BUSHINGS, AS PER DATASHEET A6 | A6 | 6" | SS316 STELLITED/ 17-4PH SS | 8 | 0.29833 | Derived | 0.037291 | Derived | Trim with HIGH FL(>0.985) | 2 | 0.050621 | Derived | 0.025311 | Derived |  | Derived |  | % TO BE QUOTED | Derived |  | Derived |  |  |  |  | Derived
10 | TRM 7.1 | VALVE TRIM FOR CV7.1 (MAIN BOQ) INCLUDING CAGE,PLUG, PLUG STEM, SEAT RINGS, GUIDE BUSHINGS, ETC. AS PER DATASHEET A7 | A7 | 6" | SS316 STELLITED/ 17-4PH SS | 3 | 0.15448 | Derived | 0.051493 | Derived | NIL | 0 | [5 empty] | Derived |  | % TO BE QUOTED | Derived |  | Derived |  |  |  |  | Derived
11 | TRM 8.1 | VALVE TRIM FOR CV8.1 (MAIN BOQ) INCLUDING CAGE,PLUG, PLUG STEM, SEAT RINGS, GUIDE BUSHINGS, ETC. AS PER DATASHEET A8 | A8 | 4" | SS316 STELLITED/ 17-4PH SS | 1 | 0.032508 | Derived | 0.032508 | Derived | NIL | 0 | [5 empty] | Derived |  | % TO BE QUOTED | Derived |  | Derived |  |  |  |  | Derived
12 | TRM 8.2 | VALVE TRIM FOR CV8.2 (MAIN BOQ) INCLUDING CAGE,PLUG, PLUG STEM, SEAT RINGS, GUIDE BUSHINGS, ETC. AS PER DATASHEET A8 | A8 | 10" | SS316 STELLITED/ 17-4PH SS | 1 | 0.050917 | Derived | 0.050917 | Derived | NIL | 0 | [5 empty] | Derived |  | % TO BE QUOTED | Derived |  | Derived |  |  |  |  | Derived
13 | TRM 8.3 | VALVE TRIM FOR CV8.3 (MAIN BOQ) INCLUDING CAGE,PLUG, PLUG STEM, SEAT RINGS, GUIDE BUSHINGS, ETC. AS PER DATASHEET A8 | A8 | 14" | SS316 STELLITED/ 17-4PH SS | 8 | 0.60549 | Derived | 0.075687 | Derived | NIL | 0 | [5 empty] | Derived |  | % TO BE QUOTED | Derived |  | Derived |  |  |  |  | Derived
14 | TRM 9.1 | VALVE TRIM FOR CV9.1 (MAIN BOQ) INCLUDING CAGE,PLUG, PLUG STEM, SEAT RINGS, GUIDE BUSHINGS, ETC. AS PER DATASHEET A9 | A9 | 6" | SS316 STELLITED/ 17-4PH SS | 8 | 0.41195 | Derived | 0.051493 | Derived | Trim with HIGH FL(>0.985) | 2 | 0.02148 | Derived | 0.01074 | Derived |  | Derived |  | % TO BE QUOTED | Derived |  | Derived |  |  |  |  | Derived
15 | TRM 10.1 | VALVE TRIM FOR CV10.1 (MAIN BOQ) INCLUDING CAGE,PLUG, PLUG STEM, SEAT RINGS, GUIDE BUSHINGS, ETC. AS PER DATASHEET A10 | A10 | 1" | SS316 STELLITED/ 17-4PH SS | 8 | 0.067748 | Derived | 0.0084684 | Derived | Trim with HIGH FL(>0.985) | 2 | 0.026966 | Derived | 0.013483 | Derived |  | Derived |  | % TO BE QUOTED | Derived |  | Derived |  |  |  |  | Derived
16 | TRM 11.1 | VALVE TRIM FOR CV11.1 (MAIN BOQ) INCLUDING CAGE,PLUG, PLUG STEM, SEAT RINGS, GUIDE BUSHINGS, ETC. AS PER DATASHEET A11 | A11 | 3" | SS316 STELLITED/ 17-4PH SS | 1 | 0.007867 | Derived | 0.007867 | Derived | NIL | 0 | [5 empty] | Derived |  | % TO BE QUOTED | Derived |  | Derived |  |  |  |  | Derived
17 | TRM 11.2 | VALVE TRIM FOR CV11.2 (MAIN BOQ) INCLUDING CAGE,PLUG, PLUG STEM, SEAT RINGS, GUIDE BUSHINGS, ETC. AS PER DATASHEET A11 | A11 | 4" | SS316 STELLITED/ 17-4PH SS | 1 | 0.0098338 | Derived | 0.0098338 | Derived | NIL | 0 | [5 empty] | Derived |  | % TO BE QUOTED | Derived |  | Derived |  |  |  |  | Derived
18 | TRM 11.3 | VALVE TRIM FOR CV11.3 (MAIN BOQ) INCLUDING CAGE,PLUG, PLUG STEM, SEAT RINGS, GUIDE BUSHINGS, ETC. AS PER DATASHEET A11 | A11 | 6" | SS316 STELLITED/ 17-4PH SS | 22 | 0.42059 | Derived | 0.019118 | Derived | Trim with HIGH FL(>0.985) | 2 | 0.078269 | Derived | 0.039134 | Derived |  | Derived |  | % TO BE QUOTED | Derived |  | Derived |  |  |  |  | Derived
19 | TRM 12.1 | VALVE TRIM FOR CV12.1 (MAIN BOQ) INCLUDING CAGE,PLUG, PLUG STEM, SEAT RINGS, GUIDE BUSHINGS, ETC. AS PER DATASHEET A12 | A12 | 4" | SS 440 C | 1 | 0.0099394 | Derived | 0.0099394 | Derived | NIL | 0 | [5 empty] | Derived |  | % TO BE QUOTED | Derived |  | Derived |  |  |  |  | Derived
20 | TRM 12.2 | VALVE TRIM FOR CV12.2(MAIN BOQ) INCLUDING CAGE,PLUG, PLUG STEM, SEAT RINGS, GUIDE BUSHINGS, ETC. AS PER DATASHEET A12 | A12 | 6" | SS 440 C | 22 | 0.54677 | Derived | 0.024853 | Derived | Trim with HIGH FL(>0.985) | 2 | 0.035993 | Derived | 0.017997 | Derived |  | Derived |  | % TO BE QUOTED | Derived |  | Derived |  |  |  |  | Derived
21 | TRM 13.1 | VALVE TRIM FOR CV13.1 (MAIN BOQ) INCLUDING CAGE,PLUG, PLUG STEM, SEAT RINGS, GUIDE BUSHINGS, ETC. AS PER DATASHEET A13 | A13 | 3" | SS316 STELLITED/ 17-4PH SS | 11 | 0.11543 | Derived | 0.010494 | Derived | Trim with HIGH FL(>0.985) | 2 | 0.070425 | Derived | 0.035212 | Derived |  | Derived |  | % TO BE QUOTED | Derived |  | Derived |  |  |  |  | Derived
22 | TRM 13.2 | VALVE TRIM FOR CV13.2 (MAIN BOQ) INCLUDING CAGE,PLUG, PLUG STEM, SEAT RINGS, GUIDE BUSHINGS, ETC. AS PER DATASHEET A13 | A13 | 4" | SS316 STELLITED/ 17-4PH SS | 2 | 0.026235 | Derived | 0.013118 | Derived | Trim with HIGH FL(>0.985) | 2 | 0.091201 | Derived | 0.045601 | Derived |  | Derived |  | % TO BE QUOTED | Derived |  | Derived |  |  |  |  | Derived
23 | TRM 14.1 | VALVE TRIM FOR CV14.1 (MAIN BOQ) INCLUDING CAGE,PLUG, PLUG STEM, SEAT RINGS, GUIDE BUSHINGS, ETC. AS PER DATASHEET A14 | A14 | 3" | SS 440 C | 11 | 0.15495 | Derived | 0.014086 | Derived | Trim with HIGH FL(>0.985) | 2 | 0.089264 | Derived | 0.044632 | Derived |  | Derived |  | % TO BE QUOTED | Derived |  | Derived |  |  |  |  | Derived
24 | TRM 14.2 | VALVE TRIM FOR CV14.2 (MAIN BOQ) INCLUDING CAGE,PLUG, PLUG STEM, SEAT RINGS, GUIDE BUSHINGS, ETC. AS PER DATASHEET A14 | A14 | 4" | SS 440 C | 2 | 0.048698 | Derived | 0.024349 | Derived | Trim with HIGH FL(>0.985) | 2 | 0.076568 | Derived | 0.038284 | Derived |  | Derived |  | % TO BE QUOTED | Derived |  | Derived |  |  |  |  | Derived
25 | TRM 15.1 | VALVE TRIM FOR CV15.1 (MAIN BOQ) INCLUDING CAGE,PLUG, PLUG STEM, SEAT RINGS, GUIDE BUSHINGS, ETC. AS PER DATASHEET A15 | A15 | 3" | SS316 STELLITED/ 17-4PH SS | 1 | 0.007867 | Derived | 0.007867 | Derived | NIL | 0 | [5 empty] | Derived |  | % TO BE QUOTED | Derived |  | Derived |  |  |  |  | Derived
26 | TRM 15.2 | VALVE TRIM FOR CV15.2(MAIN BOQ) INCLUDING CAGE,PLUG, PLUG STEM, SEAT RINGS, GUIDE BUSHINGS, ETC. AS PER DATASHEET A15 | A15 | 4" | SS316 STELLITED/ 17-4PH SS | 1 | 0.0098338 | Derived | 0.0098338 | Derived | NIL | 0 | [5 empty] | Derived |  | % TO BE QUOTED | Derived |  | Derived |  |  |  |  | Derived
27 | TRM 15.3 | VALVE TRIM FOR CV15.3 (MAIN BOQ) INCLUDING CAGE,PLUG, PLUG STEM, SEAT RINGS, GUIDE BUSHINGS, ETC. AS PER DATASHEET A15 | A15 | 6" | SS316 STELLITED/ 17-4PH SS | 1 | 0.012051 | Derived | 0.012051 | Derived | NIL | 0 | [5 empty] | Derived |  | % TO BE QUOTED | Derived |  | Derived |  |  |  |  | Derived
28 | TRM 15.4 | VALVE TRIM FOR CV15.4 (MAIN BOQ) INCLUDING CAGE,PLUG, PLUG STEM, SEAT RINGS, GUIDE BUSHINGS, ETC. AS PER DATASHEET A15 | A15 | 8" | SS316 STELLITED/ 17-4PH SS | 2 | 0.044291 | Derived | 0.022146 | Derived | Trim with HIGH FL(>0.985) | 2 | 0.10387 | Derived | 0.051934 | Derived |  | Derived |  | % TO BE QUOTED | Derived |  | Derived |  |  |  |  | Derived
29 | TRM 15.5 | VALVE TRIM FOR CV15.5 (MAIN BOQ) INCLUDING CAGE,PLUG, PLUG STEM, SEAT RINGS, GUIDE BUSHINGS, ETC. AS PER DATASHEET A15 | A15 | 10" | SS316 STELLITED/ 17-4PH SS | 2 | 0.053149 | Derived | 0.026575 | Derived | Trim with HIGH FL(>0.985) | 2 | 0.12933 | Derived | 0.064665 | Derived |  | Derived |  | % TO BE QUOTED | Derived |  | Derived |  |  |  |  | Derived
30 | TRM 16.1 | VALVE TRIM FOR CV16.1 (MAIN BOQ) INCLUDING CAGE,PLUG, PLUG STEM, SEAT RINGS, GUIDE BUSHINGS, ETC. AS PER DATASHEET A16 | A16 | 3" | SS316 STELLITED/ 17-4PH SS | 4 | 0.031468 | Derived | 0.007867 | Derived | Trim with HIGH FL(>0.985) | 2 | 0.043323 | Derived | 0.021661 | Derived |  | Derived |  | % TO BE QUOTED | Derived |  | Derived |  |  |  |  | Derived
31 | TRM 16.2 | VALVE TRIM FOR CV16.2 (MAIN BOQ) INCLUDING CAGE,PLUG, PLUG STEM, SEAT RINGS, GUIDE BUSHINGS, ETC. AS PER DATASHEET A16 | A16 | 4" | SS316 STELLITED/ 17-4PH SS | 4 | 0.039335 | Derived | 0.0098338 | Derived | NIL | 0 | [5 empty] | Derived |  | % TO BE QUOTED | Derived |  | Derived |  |  |  |  | Derived
32 | TRM 16.3 | VALVE TRIM FOR CV16.3 (MAIN BOQ) INCLUDING CAGE,PLUG, PLUG STEM, SEAT RINGS, GUIDE BUSHINGS, ETC. AS PER DATASHEET A16 | A16 | 6" | SS316 STELLITED/ 17-4PH SS | 4 | 0.048202 | Derived | 0.012051 | Derived | NIL | 0 | [5 empty] | Derived |  | % TO BE QUOTED | Derived |  | Derived |  |  |  |  | Derived
33 | TRM 16.4 | VALVE TRIM FOR CV16.4 (MAIN BOQ) INCLUDING CAGE,PLUG, PLUG STEM, SEAT RINGS, GUIDE BUSHINGS, ETC. AS PER DATASHEET A16 | A16 | 8" | SS316 STELLITED/ 17-4PH SS | 2 | 0.044291 | Derived | 0.022146 | Derived | NIL | 0 | [5 empty] | Derived |  | % TO BE QUOTED | Derived |  | Derived |  |  |  |  | Derived
34 | TRM 17.1 | VALVE TRIM FOR CV17.1 (MAIN BOQ) INCLUDING CAGE,PLUG, PLUG STEM, SEAT RINGS, GUIDE BUSHINGS, ETC. AS PER DATASHEET A17 | A17 | 3" | SS 440 C | 1 | 0.0092706 | Derived | 0.0092706 | Derived | NIL | 0 | [5 empty] | Derived |  | % TO BE QUOTED | Derived |  | Derived |  |  |  |  | Derived
35 | TRM 17.2 | VALVE TRIM FOR CV17.2 (MAIN BOQ) INCLUDING CAGE,PLUG, PLUG STEM, SEAT RINGS, GUIDE BUSHINGS, ETC. AS PER DATASHEET A17 | A17 | 4" | SS 440 C | 12 | 0.18894 | Derived | 0.015745 | Derived | NIL | 0 | [5 empty] | Derived |  | % TO BE QUOTED | Derived |  | Derived |  |  |  |  | Derived
36 | TRM 17.3 | VALVE TRIM FOR CV17.3 (MAIN BOQ) INCLUDING CAGE,PLUG, PLUG STEM, SEAT RINGS, GUIDE BUSHINGS, ETC. AS PER DATASHEET A17 | A17 | 6" | SS 440 C | 2 | 0.047318 | Derived | 0.023659 | Derived | Trim with HIGH FL(>0.985) | 2 | 0.082533 | Derived | 0.041266 | Derived |  | Derived |  | % TO BE QUOTED | Derived |  | Derived |  |  |  |  | Derived
37 | TRM 17.4 | VALVE TRIM FOR CV17.4 (MAIN BOQ) INCLUDING CAGE,PLUG, PLUG STEM, SEAT RINGS, GUIDE BUSHINGS, ETC. AS PER DATASHEET A17 | A17 | 8" | SS 440 C | 4 | 0.12528 | Derived | 0.031321 | Derived | Trim with HIGH FL(>0.985) | 2 | 0.1344 | Derived | 0.067199 | Derived |  | Derived |  | % TO BE QUOTED | Derived |  | Derived |  |  |  |  | Derived
38 | TRM 17.5 | VALVE TRIM FOR CV17.5 (MAIN BOQ) INCLUDING CAGE,PLUG, PLUG STEM, SEAT RINGS, GUIDE BUSHINGS, ETC. AS PER DATASHEET A17 | A17 | 10" | SS 440 C | 2 | 0.088745 | Derived | 0.044373 | Derived | NIL | 0 | [5 empty] | Derived |  | % TO BE QUOTED | Derived |  | Derived |  |  |  |  | Derived
39 | TRM 17.6 | VALVE TRIM FOR CV17.6 (MAIN BOQ) INCLUDING CAGE,PLUG, PLUG STEM, SEAT RINGS, GUIDE BUSHINGS, ETC. AS PER DATASHEET A17 | A17 | 12" | SS 440 C | 4 | 0.19763 | Derived | 0.049407 | Derived | NIL | 0 | [5 empty] | Derived |  | % TO BE QUOTED | Derived |  | Derived |  |  |  |  | Derived
40 | TRM 18.1 | VALVE TRIM FOR CV18.1 (MAIN BOQ) INCLUDING CAGE,PLUG, PLUG STEM, SEAT RINGS, GUIDE BUSHINGS, ETC. AS PER DATASHEET A18 | A18 | 3" | SS316 STELLITED/ 17-4PH SS | 8 | 0.14788 | Derived | 0.018485 | Derived | NIL | 0 | [5 empty] | Derived |  | % TO BE QUOTED | Derived |  | Derived |  |  |  |  | Derived
41 | TRM 18.2 | VALVE TRIM FOR CV18.2 (MAIN BOQ) INCLUDING CAGE,PLUG, PLUG STEM, SEAT RINGS, GUIDE BUSHINGS, ETC. AS PER DATASHEET A18 | A18 | 4" | SS316 STELLITED/ 17-4PH SS | 4 | 0.098587 | Derived | 0.024647 | Derived | NIL | 0 | [5 empty] | Derived |  | % TO BE QUOTED | Derived |  | Derived |  |  |  |  | Derived
42 | TRM 18.3 | VALVE TRIM FOR CV18.3 (MAIN BOQ) INCLUDING CAGE,PLUG, PLUG STEM, SEAT RINGS, GUIDE BUSHINGS, ETC. AS PER DATASHEET A18 | A18 | 6" | SS316 STELLITED/ 17-4PH SS | 4 | 0.13309 | Derived | 0.033273 | Derived | NIL | 0 | [5 empty] | Derived |  | % TO BE QUOTED | Derived |  | Derived |  |  |  |  | Derived
43 | TRM 19.1 | VALVE TRIM FOR CV19.1 (MAIN BOQ) INCLUDING CAGE,PLUG, PLUG STEM, SEAT RINGS, GUIDE BUSHINGS, ETC. AS PER DATASHEET A19 | A19 | 6" | SS316 STELLITED/ 17-4PH SS | 8 | 0.16294 | Derived | 0.020368 | Derived | NIL | 0 | [5 empty] | Derived |  | % TO BE QUOTED | Derived |  | Derived |  |  |  |  | Derived
44 | TRM 20.1 | VALVE TRIM FOR CV20.1 (MAIN BOQ) INCLUDING CAGE,PLUG, PLUG STEM, SEAT RINGS, GUIDE BUSHINGS, ETC. AS PER DATASHEET A20 | A20 | 4" | SS316 STELLITED/ 17-4PH SS | 1 | 0.0097281 | Derived | 0.0097281 | Derived | NIL | 0 | [5 empty] | Derived |  | % TO BE QUOTED | Derived |  | Derived |  |  |  |  | Derived
45 | TRM 20.2 | VALVE TRIM FOR CV20.2 (MAIN BOQ) INCLUDING CAGE,PLUG, PLUG STEM, SEAT RINGS, GUIDE BUSHINGS, ETC. AS PER DATASHEET A20 | A20 | 6" | SS316 STELLITED/ 17-4PH SS | 1 | 0.020465 | Derived | 0.020465 | Derived | NIL | 0 | [5 empty] | Derived |  | % TO BE QUOTED | Derived |  | Derived |  |  |  |  | Derived
46 | TRM 20.3 | VALVE TRIM FOR CV20.3 (MAIN BOQ) INCLUDING CAGE,PLUG, PLUG STEM, SEAT RINGS, GUIDE BUSHINGS, ETC. AS PER DATASHEET A20 | A20 | 8" | SS316 STELLITED/ 17-4PH SS | 1 | 0.027795 | Derived | 0.027795 | Derived | NIL | 0 | [5 empty] | Derived |  | % TO BE QUOTED | Derived |  | Derived |  |  |  |  | Derived
47 | TRM 20.4 | VALVE TRIM FOR CV20.4 (MAIN BOQ) INCLUDING CAGE,PLUG, PLUG STEM, SEAT RINGS, GUIDE BUSHINGS, ETC. AS PER DATASHEET A20 | A20 | 10" | SS316 STELLITED/ 17-4PH SS | 1 | 0.033354 | Derived | 0.033354 | Derived | NIL | 0 | [5 empty] | Derived |  | % TO BE QUOTED | Derived |  | Derived |  |  |  |  | Derived
48 | TRM 20.5 | VALVE TRIM FOR CV20.5 (MAIN BOQ) INCLUDING CAGE,PLUG, PLUG STEM, SEAT RINGS, GUIDE BUSHINGS, ETC. AS PER DATASHEET A20 | A20 | 12" | SS316 STELLITED/ 17-4PH SS | 2 | 0.080049 | Derived | 0.040024 | Derived | NIL | 0 | [5 empty] | Derived |  | % TO BE QUOTED | Derived |  | Derived |  |  |  |  | Derived
49 | TRM 21.1 | MULTI STAGE , MULTI PATH VALVE TRIM FOR CV21.1(MAIN BOQ)INCLUDING CAGE,PLUG, PLUG STEM, SEAT RINGS, GUIDE BUSHINGS, AS PER DATASHEET A21 | A21 | 12" | SS316 STELLITED/ 17-4PH SS | 8 | 1.8891 | Derived | 0.23614 | Derived | Trim with HIGH FL(>0.995) | 2 | 0.047228 | Derived | 0.023614 | Derived |  | Derived |  | % TO BE QUOTED | Derived |  | Derived |  |  |  |  | Derived
50 | TRM 22.1 | TRIM FOR CV22.1(MAIN BOQ)INCLUDING CAGE,PLUG, PLUG STEM, SEAT RINGS, GUIDE BUSHINGS, AS PER DATASHEET A22 | A22 | 12" | SS316 STELLITED/ 17-4PH SS | 1 | 0.12432 | Derived | 0.12432 | Derived | NIL | 0 | [5 empty] | Derived |  | % TO BE QUOTED | Derived |  | Derived |  |  |  |  | Derived
51 | TRM 23.1 | TRIM FOR CV23.1(MAIN BOQ)INCLUDING CAGE,PLUG, PLUG STEM, SEAT RINGS, GUIDE BUSHINGS, AS PER DATASHEET A23 | A23 | 6" | SS316 STELLITED/ 17-4PH SS | 1 | 0.040615 | Derived | 0.040615 | Derived | NIL | 0 | [5 empty] | Derived |  | % TO BE QUOTED | Derived |  | Derived |  |  |  |  | Derived
A: 52; C: TOTAL; G: 229; H: 8.1492 |  | 32 | 1.1 |  |  |  |  | Derived | Derived | Derived | Derived |  | Derived |  |  |  |  | Derived
NOTE :-
1. Total quantity of trims is 229, which is inclusive of trim with special requirement.

## SHEET-3 VALVE COMP & ACC.
ANNEXURE III- NIT REF NO-PE/PG/RTC/E-5619/2017, DTD-15.05.2017
REVISED PRICE SCHEDULE FOR RATE CONTRACT - VALVE TRIMS (REV 02)
PRICE FORMAT FOR RATE CONTRACT - CONTROL VALVES COMPONENTS & ACCESSORIES
A | B | C | D | E | F | G | H | I | I1 | J | K | L | M | M1 | N | O | P | Q | R | S | T | U
[10 empty] | INDIGENOUS SUPPLIER |  |  |  |  | FOREIGN SUPPLIER
SL NO. | ITEM NO | ITEM DESCRIPTION | QTY | UOM | % BREAKUP OF ITEMS MENTIONED IN COLUMN C FOR QUANTITY MENTIONED IN [COLUMN D] W.R.T. EX-WORKS PRICE [ROWS 58, 59 ANNEXURE-1] | TOTAL PRICE OF ITEMS AS PER QUANTITY DESCRIBED IN [COLUMN D] [=TOTAL PRICE {ROWS 58,59} OF ANNEXURE-1 *COLUMN F] | % BREAKUP OF COMPONENT AND ACCESSORIES FOR "UNIT" ITEMS MENTIONED IN [COLUMN C] [=COLUMN F/COLUMN D] | UNIT PRICE OF ITEM MENTIONED IN [COLUMN C] [=COLUMN G/COLUMN D] | HSN CODE (TO BE FILLED BY THE BIDDER) FOR EACH ITEM | TOTAL PRICE EX-WORKS OF COMPONENTS & ACCESSORIES | FREIGHT CHARGES (EXCLUDING GST) @ % OF TOTAL EX WORKS (INR) | APPLICABLE GST RATE % ON TOTAL EX WORKS + FREIGHT BOTH | TOTAL F.O.R SITE PRICE (INR) | TYPE OF GST (IGST/CGST + SGST/UTGST) | UNIT C & F INDIAN SEA PORT PRICE(CURRENCY) | TOTAL C & F INDIAN SEA PORT PRICE(CURRENCY) | OCEAN / MARINE INSURANCE | PORT HANDLING CHARGE (INR) | CUSTOM DUTY (INR) | INLAND FREIGHT CHARGES (INCLUDING SERVICE TAX) (INR) | TOTAL F.O.R. SITE PRICE BASED ON DERIVED UNIT-EXWORKS PRICES & APPLICABLE LOADING FOR EACH CASE ( RS. ) | REMARKS
1 | AC1 | ADVANCE DIAGNOSTIC SOFTWARE (FOR min 40 TAGS) FOR CONFIGURATION, DIAGNOSTIC, CALIBRATION & TESTING (refer spec for SMART POSITIONER) | 13 | NOS. | 0.72159 | Derived | 0.055507 | Derived |  | Derived | % TO BE QUOTED | % TO BE QUOTED | Derived |  | Derived | Derived | BHEL SCOPE TO BE LOADED ON C&F VALUE |  |  |  | Derived
2 | AC2 | UNIVERSAL HAND HELD HART CALIBRATOR | 13 | NOS. | 2.3194 | Derived | 0.17841 | Derived |  | Derived |  | % TO BE QUOTED | Derived |  | Derived | Derived |  |  |  |  | Derived
3 | AC3 | DESKTOP PC (INDUSTRIAL GRADE) | 8 | NOS. | 0.91954 | Derived | 0.11494 | Derived |  | Derived |  | % TO BE QUOTED | Derived |  | Derived | Derived |  |  |  |  | Derived
4 | AC4 | COMPUTER furniture ( table & chair as per spec) | 8 | NOS. | 0.094455 | Derived | 0.011807 | Derived |  | Derived |  | % TO BE QUOTED | Derived |  | Derived | Derived |  |  |  |  | Derived
5 | AC5 | DIAPHRAGM - upto 14 " size | 76 | NOS. | 0.047857 | Derived | 0.0006297 | Derived |  | Derived |  | % TO BE QUOTED | Derived |  | Derived | Derived |  |  |  |  | Derived
6 | AC6 | DIAPHRAGM - 15 " to 18 " size | 302 | NOS. | 0.23771 | Derived | 0.00078713 | Derived |  | Derived |  | % TO BE QUOTED | Derived |  | Derived | Derived |  |  |  |  | Derived
7 | AC7 | DIAPHRAGM - > 18" size | 10 | NOS. | 0.020465 | Derived | 0.0020465 | Derived |  | Derived |  | % TO BE QUOTED | Derived |  | Derived | Derived |  |  |  |  | Derived
8 | AC8 | ACTUATOR ASSEMBLY for Diaphragm Actuator - upto 14" diaphragm size | 20 | NOS. | 0.13381 | Derived | 0.0066906 | Derived |  | Derived |  | % TO BE QUOTED | Derived |  | Derived | Derived |  |  |  |  | Derived
9 | AC9 | ACTUATOR ASSEMBLY for Diaphragm Actuator - 15" to 18" diaphragm size | 35 | NOS. | 0.53722 | Derived | 0.015349 | Derived |  | Derived |  | % TO BE QUOTED | Derived |  | Derived | Derived |  |  |  |  | Derived
10 | AC10 | ACTUATOR ASSEMBLY for Diaphragm Actuator - > 18" diaphragm size | 5 | NOS. | 0.19285 | Derived | 0.038569 | Derived |  | Derived |  | % TO BE QUOTED | Derived |  | Derived | Derived |  |  |  |  | Derived
11 | AC11 | ACTUATOR ASSEMBLY for Piston Cylinder Actuator - upto 16" dia. Piston | 6 | NOS. | 0.35893 | Derived | 0.059822 | Derived |  | Derived |  | % TO BE QUOTED | Derived |  | Derived | Derived |  |  |  |  | Derived
12 | AC12 | ACTUATOR ASSEMBLY for Piston Cylinder Actuator - 16" to 20" dia. Piston | 6 | NOS. | 0.51951 | Derived | 0.086584 | Derived |  | Derived |  | % TO BE QUOTED | Derived |  | Derived | Derived |  |  |  |  | Derived
13 | AC13 | ACTUATOR ASSEMBLY for Piston Cylinder Actuator - > 20" dia. Piston | 5 | NOS. | 0.48102 | Derived | 0.096205 | Derived |  | Derived |  | % TO BE QUOTED | Derived |  | Derived | Derived |  |  |  |  | Derived
14 | AC14 | ‘O’ rings, seal kit for piston actuator - upto 16" dia. Piston | 20 | NOS. | 0.015743 | Derived | 0.00078713 | Derived |  | Derived |  | % TO BE QUOTED | Derived |  | Derived | Derived |  |  |  |  | Derived
15 | AC15 | ‘O’ rings, seal kit for piston actuator - 17" to 20" dia. Piston | 10 | NOS. | 0.015743 | Derived | 0.0015743 | Derived |  | Derived |  | % TO BE QUOTED | Derived |  | Derived | Derived |  |  |  |  | Derived
16 | AC16 | ‘O’ rings, seal kit for piston actuator - > 20" dia. dia. Piston | 5 | NOS. | 0.011807 | Derived | 0.0023614 | Derived |  | Derived |  | % TO BE QUOTED | Derived |  | Derived | Derived |  |  |  |  | Derived
17 | AC17 | Complete set of packing for each control valve | 172 | SETS | 0.10831 | Derived | 0.0006297 | Derived |  | Derived |  | % TO BE QUOTED | Derived |  | Derived | Derived |  |  |  |  | Derived
18 | AC18 | Complete set of gaskets for each control valve | 172 | SETS | 0.067693 | Derived | 0.00039356 | Derived |  | Derived |  | % TO BE QUOTED | Derived |  | Derived | Derived |  |  |  |  | Derived
19 | AC19 | AIR LOCK RELAY | 100 | NOS. | 0.084049 | Derived | 0.00084049 | Derived |  | Derived |  | % TO BE QUOTED | Derived |  | Derived | Derived |  |  |  |  | Derived
20 | AC20 | AIR FILTER REGULATOR/PRESSURE REGULATOR | 110 | NOS. | 0.060609 | Derived | 0.00055099 | Derived |  | Derived |  | % TO BE QUOTED | Derived |  | Derived | Derived |  |  |  |  | Derived
21 | AC21 | VOLUME BOOSTER | 30 | NOS. | 0.099178 | Derived | 0.0033059 | Derived |  | Derived |  | % TO BE QUOTED | Derived |  | Derived | Derived |  |  |  |  | Derived
22 | AC22 | PRESSURE GAUGES | 20 | NOS. | 0.0031485 | Derived | 0.00015743 | Derived |  | Derived |  | % TO BE QUOTED | Derived |  | Derived | Derived |  |  |  |  | Derived
23 | AC23 | SOLENOID VALVE | 110 | NOS. | 0.43292 | Derived | 0.0039356 | Derived |  | Derived |  | % TO BE QUOTED | Derived |  | Derived | Derived |  |  |  |  | Derived
24 | AC24 | LIMIT SWITCH ASSEMBLY | 300 | NOS. | 1.4168 | Derived | 0.0047228 | Derived |  | Derived |  | % TO BE QUOTED | Derived |  | Derived | Derived |  |  |  |  | Derived
25 | AC25 | FEED BACK LINKAGE | 80 | NOS. | 0.06297 | Derived | 0.00078713 | Derived |  | Derived |  | % TO BE QUOTED | Derived |  | Derived | Derived |  |  |  |  | Derived
26 | AC26 | MOISTURE SEPARATOR | 90 | NOS. | 1.3602 | Derived | 0.015113 | Derived |  | Derived |  | % TO BE QUOTED | Derived |  | Derived | Derived |  |  |  |  | Derived
27 | AC27 | SMART positioner (single acting type) - both fail safe and fail freeze | 150 | NOS. | 4.3686 | Derived | 0.029124 | Derived |  | Derived |  | % TO BE QUOTED | Derived |  | Derived | Derived |  |  |  |  | Derived
28 | AC28 | SMART positioner (double acting type) - both fail safe and fail freeze | 15 | NOS. | 0.49589 | Derived | 0.033059 | Derived |  | Derived |  | % TO BE QUOTED | Derived |  | Derived | Derived |  |  |  |  | Derived
29 | AC29 | O rings kit for smart positioner | 15 | NOS. | 0.011807 | Derived | 0.00078713 | Derived |  | Derived |  | % TO BE QUOTED | Derived |  | Derived | Derived |  |  |  |  | Derived
30 | AC30 | Bonnet for feed control valve - 12" VALVE SIZE | 5 | NOS. | 0.88286 | Derived | 0.17657 | Derived |  | Derived |  | % TO BE QUOTED | Derived |  | Derived | Derived |  |  |  |  | Derived
31 | AC31 | Actuator piston with rod and seal | 20 | NOS. | 0.15743 | Derived | 0.0078713 | Derived |  | Derived |  | % TO BE QUOTED | Derived |  | Derived | Derived |  |  |  |  | Derived
32 | AC32 | Coupling nut | 126 | NOS. | 0.020244 | Derived | 0.00016067 | Derived |  | Derived |  | % TO BE QUOTED | Derived |  | Derived | Derived |  |  |  |  | Derived
33 | AC33 | 1/4 " SS or PVC INSULATED COPPER TUBING (per meter) | 120 | METRES | 0.033059 | Derived | 0.0002755 | Derived |  | Derived |  | % TO BE QUOTED | Derived |  | Derived | Derived |  |  |  |  | Derived
34 | AC34 | Valve spindle/valve stem (upto 6" valve size) | 75 | NOS. | 0.059035 | Derived | 0.00078713 | Derived |  | Derived |  | % TO BE QUOTED | Derived |  | Derived | Derived |  |  |  |  | Derived
35 | AC35 | Valve spindle/valve stem (8" to 10" valve size) | 20 | NOS. | 0.018891 | Derived | 0.00094455 | Derived |  | Derived |  | % TO BE QUOTED | Derived |  | Derived | Derived |  |  |  |  | Derived
36 | AC36 | Valve spindle/valve stem (above 10" valve size) | 15 | NOS. | 0.01771 | Derived | 0.0011807 | Derived |  | Derived |  | % TO BE QUOTED | Derived |  | Derived | Derived |  |  |  |  | Derived
37 | AC37 | Valve spindle for feed control valve - 12" VALVE SIZE | 10 | NOS. | 0.039356 | Derived | 0.0039356 | Derived |  | Derived |  | % TO BE QUOTED | Derived |  | Derived | Derived |  |  |  |  | Derived
38 | AC38 | Metal Seat ring for feed control valve - 12" VALVE SIZE | 10 | NOS. | 0.078713 | Derived | 0.0078713 | Derived |  | Derived |  | % TO BE QUOTED | Derived |  | Derived | Derived |  |  |  |  | Derived
39 | AC39 | 1/2" NPT (M) X 1/4" OD Tube Connector - SS | 20 | NOS. | 0.0047228 | Derived | 0.00023614 | Derived |  | Derived |  | % TO BE QUOTED | Derived |  | Derived | Derived |  |  |  |  | Derived | Double compression type fittings to be provided.
40 | AC40 | 1/4" NPT (M) X 1/4" OD Tube Connector - SS | 20 | NOS. | 0.0047228 | Derived | 0.00023614 | Derived |  | Derived |  | % TO BE QUOTED | Derived |  | Derived | Derived |  |  |  |  | Derived | Double compression type fittings to be provided.
41 | AC41 | SS Tee suitable for 1/4" OD Tube | 20 | NOS. | 0.0078713 | Derived | 0.00039356 | Derived |  | Derived |  | % TO BE QUOTED | Derived |  | Derived | Derived |  |  |  |  | Derived | Double compression type fittings to be provided.
42 | AC42 | 1/2" NPT (M) X 1/4" OD Tube Connector - Brass | 20 | NOS. | 0.0047228 | Derived | 0.00023614 | Derived |  | Derived |  | % TO BE QUOTED | Derived |  | Derived | Derived |  |  |  |  | Derived | Double compression type fittings to be provided.
43 | AC43 | 1/4" NPT (M) X 1/4" OD Tube Connector - Brass | 20 | NOS. | 0.0047228 | Derived | 0.00023614 | Derived |  | Derived |  | % TO BE QUOTED | Derived |  | Derived | Derived |  |  |  |  | Derived | Double compression type fittings to be provided.
44 | AC44 | Brass Tee suitable for 1/4" OD Tube | 20 | NOS. | 0.0078713 | Derived | 0.00039356 | Derived |  | Derived |  | % TO BE QUOTED | Derived |  | Derived | Derived |  |  |  |  | Derived | Double compression type fittings to be provided.
45 | AC45 | Valve disc/Valve plug(upto 4" valve size) | 116 | NOS. | 0.18638 | Derived | 0.0016067 | Derived |  | Derived |  | % TO BE QUOTED | Derived |  | Derived | Derived |  |  |  |  | Derived
46 | AC46 | Valve disc/Valve plug(upto 6" valve size) | 10 | NOS. | 0.030527 | Derived | 0.0030527 | Derived |  | Derived |  | % TO BE QUOTED | Derived |  | Derived | Derived |  |  |  |  | Derived
47 | AC47 | Valve disc/Valve plug(upto 8" to 10" valve size) | 10 | NOS. | 0.072301 | Derived | 0.0072301 | Derived |  | Derived |  | % TO BE QUOTED | Derived |  | Derived | Derived |  |  |  |  | Derived
48 | AC48 | Valve disc/Valve plug(above 10" valve size) | 10 | NOS. | 0.20084 | Derived | 0.020084 | Derived |  | Derived |  | % TO BE QUOTED | Derived |  | Derived | Derived |  |  |  |  | Derived
49 | AC49 | Valve seat ring(upto 4" valve size) | 116 | NOS. | 0.046594 | Derived | 0.00040167 | Derived |  | Derived |  | % TO BE QUOTED | Derived |  | Derived | Derived |  |  |  |  | Derived
50 | AC50 | Valve seat ring(upto 6" valve size) | 10 | NOS. | 0.0072301 | Derived | 0.00072301 | Derived |  | Derived |  | % TO BE QUOTED | Derived |  | Derived | Derived |  |  |  |  | Derived
51 | AC51 | Valve seat ring(upto 8" to 10" valve size) | 10 | NOS. | 0.028117 | Derived | 0.0028117 | Derived |  | Derived |  | % TO BE QUOTED | Derived |  | Derived | Derived |  |  |  |  | Derived
52 | AC52 | Valve seat ring(above 10" valve size) | 10 | NOS. | 0.056234 | Derived | 0.0056234 | Derived |  | Derived |  | % TO BE QUOTED | Derived |  | Derived | Derived |  |  |  |  | Derived
PRICE FORMAT FOR RATE CONTRACT - CONTROL VALVES COMPONENTS & ACCESSORIES A: 53; PRICE FORMAT FOR RATE CONTRACT - CONTROL VALVES COMPONENTS & ACCESSORIES C: TOTAL; PRICE FORMAT FOR RATE CONTRACT - CONTROL VALVES COMPONENTS & ACCESSORIES D: 2719; PRICE FORMAT FOR RATE CONTRACT - CONTROL VALVES COMPONENTS & ACCESSORIES F: 17.1699 |  | Derived | Derived | Derived | Derived |  |  | Derived |  |  |  |  | Derived

## SHEET-4 VALVE CV FL TEST
ANNEXURE IV- NIT REF NO-PE/PG/RTC/E-5619/2017, DTD-15.05.2017
REVISED PRICE SCHEDULE FOR RATE CONTRACT - VALVE TRIMS (REV 02)
PRICE FORMAT FOR RATE CONTRACT - CV test/FL test FOR CONTROL VALVES
A | B | C | D | E | F | G | H | I | I1 | J | K | L | L1 | M | N | O | P | Q | R
[10 empty] | INDIGENOUS SUPPLIER |  |  |  | FOREIGN SUPPLIER
SL NO. | ITEM NO. | ITEM DESCRIPTION | VALVE BODY SIZE | QTY | % BREAKUP OF CV TEST/FL TEST(COLUMN C) FOR QTY MENTIONED IN COLUMN E | TOTAL PRICE FOR CV TEST/ FL TEST MENTIONED IN [COLUMN C] [=TOTAL PRICE {ROW 58,59} OF ANNEXURE-1* COLUMN F] | % BREAKUP OF CV/FL TEST(COLUMN C) FOR "UNIT" QTY [=COLUMN F/COLUMN E] | "UNIT" PRICE FOR CV/FL TEST [=COLUMN G/COLUMN E] | HSN CODE (TO BE FILLED BY THE BIDDER) FOR EACH ITEM | TOTAL PRICE FOR CV TEST/ FL TEST [=COLUMN G] | APPLICABLE GST RATE % | TOTAL F.O.R SITE PRICE (INR) | TYPE OF GST (IGST/CGST + SGST/UTGST) | TOTAL C & F INDIAN SEA PORT PRICE(CURRENCY) | OCEAN / MARINE INSURANCE | PORT HANDLING CHARGE (INR) | CUSTOM DUTY (INR) | INLAND FREIGHT CHARGES (INCLUDING SERVICE TAX) (INR) | TOTAL F.O.R. SITE PRICE BASED ON DERIVED UNIT-EXWORKS PRICES & APPLICABLE LOADING FOR EACH CASE ( RS. )
1 | TT1 | CV test of control valve(1" to 2") | 1" to 2" | 12 | 0.023614 | Derived | 0.0019678 | Derived |  | Derived | % TO BE QUOTED | Derived |  | Derived | REVERSE SERVICE TAX TO BE LOADED |  |  |  | Derived
2 | TT2 | CV test of control valve(3" to 6") | 3" to 6" | 100 | 0.25188 | Derived | 0.0025188 | Derived |  | Derived | % TO BE QUOTED | Derived |  | Derived |  |  |  |  | Derived
3 | TT3 | CV test of control valve(8") | 8" | 15 | 0.059035 | Derived | 0.0039356 | Derived |  | Derived | % TO BE QUOTED | Derived |  | Derived |  |  |  |  | Derived
4 | TT4 | CV test of control valve(10") | 10" | 10 | 0.047228 | Derived | 0.0047228 | Derived |  | Derived | % TO BE QUOTED | Derived |  | Derived |  |  |  |  | Derived
5 | TT5 | CV test of control valve(12") | 12" | 12 | 0.075564 | Derived | 0.006297 | Derived |  | Derived | % TO BE QUOTED | Derived |  | Derived |  |  |  |  | Derived
6 | TT6 | CV test of control valve(14" and above) | 14" and above | 6 | 0.044866 | Derived | 0.0074777 | Derived |  | Derived | % TO BE QUOTED | Derived |  | Derived |  |  |  |  | Derived
7 | TT7 | FL test of control valve(upto 4") | Upto 4" | 20 | 0.59822 | Derived | 0.029911 | Derived |  | Derived | % TO BE QUOTED | Derived |  | Derived |  |  |  |  | Derived
PRICE FORMAT FOR RATE CONTRACT - CV test/FL test FOR CONTROL VALVES C: TOTAL; PRICE FORMAT FOR RATE CONTRACT - CV test/FL test FOR CONTROL VALVES E: 175; PRICE FORMAT FOR RATE CONTRACT - CV test/FL test FOR CONTROL VALVES F: 1.1004 |  | Derived | Derived | Derived |  | Derived |  |  |  |  | Derived
NOTE :-
1. Cv test and FL test shall be conducted at Fluid Control Research Institute(FCRI),Palakkad/laboratory approved by Govt. of India/BHEL approved laboratory.

## BARA (hidden)
PROJECT | RATING | TAG NO | SERVICE | VALVE SIZE (Inch) | PIPE INLET | PIPE OUTLET | Cv | RATING (ASME) | BODY MATERIAL | TRIM TYPE | TRIM MATERIAL SEAT | TRIM MATERIAL PLUG | TRIM MATERIAL CAGE | LEAKAGE | VALVE TYPE | IBR | ACTUATOR | ACCESSORIES | VALVE MODEL
BARA | 660 | ASV-8 | D/A PEGGING FROM AUX STEAM HEADER | 10 | 323.9X9.53 | 559X10 | 750 | 300 | ASTM A 216 Gr. WCC | Linear | SS410 | 17-4PH | CA6NM Nitrided | IV | HIGH DP | Y | 37,18L | AS/SVP/AL/VB/JB/HW/LNP/EXP | 41912
BARA | 660 | CRHV-6 | D/A PEGGING FROM CRH LINE | 12 | 355.6X15.09 | 965X37 | 1100 | 600 | ASTM A 217 Gr. WC9 | Linear | SS 316 + Stellite | CA6NM Nitrided | CA6NM Nitrided | IV | HIGH DP | Y | 68,16 | AS/SVP/AL/VB/JB/HW/LNP/EXP | 41912
BARA | 660 | CDV-22/25 | MAIN CONDENSATE CONTROL | 12 | 457X12.7 | 457X12.7 | 1500 | 300 | ASTM A 216 Gr. WCC | Mod% | SS410 | 17-4PH | CA6NM Nitrided | IV | HIGH DP | N | 38,24 | AS/SVP/AL/JB/HW/VB | 41631
BARA | 660 | CDV-10/12/14 | CEP A/B/C MIN RECIRCULATION | 6 | 219.1X8.18 | 219.1X8.18 | 90 | 300 | ASTM A 217 Gr. WC6 | Mod% | SS 316 + Stellite | 17-4PH | CA6NM Nitrided | V | HIGH DP CAVITATION | N | 37,18L | AS/SVP/AL/JB/HW/VB | 91222
BARA | 660 | CDV-39 | GSC MIN FLOW RECIRCULATION | 6 | 219.1X8.18 | 219.1X8.18 | 95 | 300 | ASTM A 217 Gr. WC6 | Mod Linear | SS410 | 17-4PH | CA6NM Nitrided | V | HIGH DP CAVITATION | N | 37,18L | AS/SVP/AL/JB/HW/VB | 41433
BARA | 660 | CDV-43 | EXCESS RETURN TO CST | 6 | 273X9.27 | 273X9.27 | 105 | 300 | ASTM A 217 Gr. WC6 | Mod Linear | SS410 | 17-4PH | CA6NM Nitrided | V | HIGH DP CAVITATION | N | 37,18L | AS/SVP/AL/JB/HW/VB | 71432
BARA | 660 | CDV-67 | CONDENSATE SPRAY TO SD FLASH TANK | 1 | 33.4X4.55 | 33.4X4.55 | 3.8 | 300 | ASTM A 217 Gr. WC6 | Mod% | SS410 | 17-4PH | CA6NM Nitrided | V | HIGH DP CAVITATION | N | 37,11 | AS/LS/AL/SV/JB/HW | 41112
BARA | 660 | CDV-72 | CONDENSATE FOR VALVE GLAND SEALING | 1 | 60.3X5.54 | 60.3X5.54 | 1.7 | 300 | ASTM A 217 Gr. WC6 | Linear ON/OFF | SS410 | 17-4PH | CA6NM Nitrided | V | HIGH DP | N | 37,11 | AS/SVP/AL/JB/HW | 41112
BARA | 660 | DRV-2/8 | HPH-7A/7B NORMAL DRAIN TO HPH-6A/6B | 6 | 273X12.7 | 323.9X12.7 | 90 | 600 | ASTM A 217 Gr. WC6 | Linear | SS410 | 17-4PH | CA6NM Nitrided | IV | FLASHING | N | 38,15 | AS/SVP/AL/SV/JB/HW | 41921
BARA | 660 | DRV-5/11 | HPH-7A/7B ALT.DRAIN TO HPH DRAIN F/T | 6 | 273X12.7 | 323.9X12.7 | 120 | 600 | ASTM A 217 Gr. WC9 | Equal % | SS 316 + Stellite | 17-4PH | CA6NM Nitrided | V | FLASHING CAVITATION | N | 37,18 | AS/SVP/AL/SV/VB/JB/HW | 91212
BARA | 660 | DRV-15/22 | HPH-6A/6B NORMAL DRAIN TO DEAERATOR | 6 | 273X6.35 | 323.9X9.53 | 160 | 300 | ASTM A 217 Gr. WC6 | Mod% | SS410 | 17-4PH | CA6NM Nitrided | IV | FLASHING | N | 38,15 | AS/SVP/AL/SV/JB/HW | 41911
BARA | 660 | DRV-18/25 | HPH-6A/6B ALT.DRAIN TO F/T | 6 | 273X6.35 | 323.9X9.53 | 210 | 300 | ASTM A 217 Gr. WC9 | Linear | SS410 | 17-4PH | CA6NM Nitrided | V | FLASHING CAVITATION | N | 37,18 | AS/SVP/AL/SV/VB/JB/HW | 41412
BARA | 660 | DRV-28 | LPH-3 NORMAL.DRAIN TO LPH-2 | 8 | 273X6.35 | 323.9X9.53 | 640 | 300 | ASTM A 217 Gr. WC6 | Linear | SS410 | 17-4PH | CA6NM Nitrided | IV | FLASHING | N | 38,18 | AS/SVP/AL/SV/VB/JB/HW | 41611
BARA | 660 | DRV-31 | LPH-3 ALT. DRAIN TO LP DRAIN F/T | 8 | 273X6.35 | 323X9.53 | 500 | 300 | ASTM A 217 Gr. WC9 | Linear | SS410 | 17-4PH | CA6NM Nitrided | V | FLASHING CAVITATION | N | 37,18L | AS/SVP/AL/SV/VB/JB/HW | 41412
BARA | 660 | DRV-34 | LPH-2 NORMAL DRAIN LPH-1 | 10 | 323.9X9.53 | 355.6X9.53 | 1000 | 300 | ASTM A 217 Gr. WC6 | Linear | SS410 | 17-4PH | CA6NM Nitrided | IV | FLASHING | N | 38,18 | AS/SVP/AL/SV/VB/JB/HW | 41611
BARA | 660 | DRV-37 | LPH-2 ALT. DRAIN TO LP DRAIN F/T | 10 | 323.9X9.53 | 355.6X9.53 | 750 | 300 | ASTM A 217 Gr. WC9 | Linear | SS410 | 17-4PH | CA6NM Nitrided | V | FLASHING CAVITATION | N | 37,18L | AS/SVP/AL/SV/VB/JB/HW | 41412
BARA | 660 | DRV-48 | DEAERATOR OVERFLOW TO LP DRAIN F/T | 6 | 219.1X6.35 | 323.9X9.53 | 240 | 300 | ASTM A 217 Gr. WC9 | on/off | SS410 | 17-4PH | CA6NM Nitrided | V | FLASHING | N | 37,15 | AS/LS/AL/SV/VB/JB/HW | 414X1
BARA | 660 | DRV-53/59 | HPH-8A/8B NORMAL DRAIN TO HPH-7A/7B | 3 | 168.3X14.27 | 219.1X12.7 | 30 | 900 | ASTM A 217 Gr. WC9 | Linear | SS410 | 17-4PH | CA6NM Nitrided | IV | FLASHING | N | 38,15 | AS/SVP/AL/SV/JB/HW | 41611
BARA | 660 | DRV-56/62 | HPH-8A/8B NORMAL DRAIN TO HP DRAIN F/T | 3 | 168.3X14.27 | 219.1X12.7 | 35 | 900 | ASTM A 217 Gr. WC9 | Linear | SS410 | 17-4PH | CA6NM Nitrided | V | CAVITATION FLASHING | N | 37,18L | AS/SVP/AL/SV/VB/JB/HW | 41413
BARA | 660 | DRV-65 | LPH-4 NORMAL DRAIN TO LPH-3 | 3 | 168.3X7.11 | 219.1X8.18 | 110 | 300 | ASTM A 217 Gr. WC6 | Linear | SS410 | SS410 | CA6NM | IV | FLASHING | N | 38,13 | AS/SVP/AL/SV/JB/HW | 41711
BARA | 660 | DRV-68 | LPH-4 ALT. DRAIN TO LP DRAIN F/T | 6 | 168.3X7.11 | 219.1X8.18 | 300 | 300 | ASTM A 217 Gr. WC9 | Linear | SS410 | CA6NM Nitrided | CA6NM Nitrided | IV | FLASHING CAVITATION | N | 37,18 | AS/SVP/AL/SV/JB/HW | 41412
BARA | 660 | DMV-2 | DM NORMAL MU TO HOTWELL | 3 | 88.9X3.05 | 88.9X3.05 | 120 | 300 | ASTM A 351 Gr. CF8M | Mod% | SS 316 + Stellite | SS 316 + Stellite | CF8M Chrome Plated | V | CAVITATION | N | 37,15 | AS/SVP/AL/JB/HW | 41432
BARA | 660 | DMV-9 | DM EMERGENCY MU TO HOTWELL | 6 | 168.3X3.4 | 168.3X3.4 | 300 | 300 | ASTM A 351 Gr. CF8M | Linear | SS 316 + Stellite | SS 316 + Stellite | CF8M Chrome Plated | V | CAVITATION | N | 38,18 | AS/SVP/AL/JB/HW/VB | 41412
BARA | 660 | DMCW-17 | DMCW-TG SYSTEM | 8 | 300NB | 300NB | 640 | 300 | ASTM A 216 Gr. WCC | Linear | SS410 | CA6NM Nitrided | CA6NM Nitrided | V |  | N | 38,18 | AS/SVP/LS/AL/VB/JB/HW | 41611
BARA | 660 | DMCW-17 | DMCW-SG SYSTEM | 4 | 200NB | 200NB | 195 | 300 | ASTM A 216 Gr. WCC | Equal % | SS410 | SS410 | CA6NM | IV |  | N | 38,15 | AS/SVP/LS/AL/JB/HW | 41721
BARA | 660 | FDV-14 | LOW LOAD FEED CONTROL | 14 | 355.6X64 | 355.6X64 | 550 | 3000(Spl.) | ASTM A 217 Gr. WC9 | Mod% | SS 316 + Stellite | 17-4PH | CA6NM Nitrided | IV | HIGH DP CAVITATION | Y | 67,24 | AS/SVP/AL/VB/DV/JB/HW | 41934

## combine 1 (hidden)
PROJECT | CUSTOMER | VENDOR | RATING | TAG NO | SERVICE | VALVE SIZE (Inch) | PIPE INLET | PIPE OUTLET | Cv | VALVE RATING (ASME) | BODY MATERIAL | TRIM TYPE | TRIM MATERIAL SEAT | TRIM MATERIAL PLUG | TRIM MATERIAL CAGE | LEAKAGE | VALVE TYPE | IBR | ACTUATOR | ACCESSORIES | VALVE MODEL | PR/TEMP | TRIM MATERIAL GUIDE BUSH
KARANPURA | NTPC | IL | 660 | CDV-10 | CEP A/B/C MIN. RECIRCULATION | 6 | 219.1X8.18 | 219.1X8.18 | 110 | 300 | ASTM A 217 Gr. WC9 | Mod Equal % | SS 17-4PH | SS 17-4PH | SS 17-4PH | V | HIGH DP CAVITATION | N |  | POS(SMART)WITH PT,AFR,ALR,LS,JB,HW | VHD(A) | 49/VACUUM/75 | 17-4PH SS
BANHARPALLI | OPGCL | IL | 660 | CDV-10/12/14 | CEP A/B/C MIN. RECIRCULATION | 6 | 219.1X8.18 | 219.1X8.18 | 90 | 300 | ASTM A 217 Gr. WC9 |  | SS 17-4PH | SS 17-4PH | SS 17-4PH |  | HIGH DP CAVITATION |  | VA4D | POS.(SMART),AFR,ALR,JB,HW | VHD (A) |  | 17-4-PHSS
BARA |  | MIL | 660 | CDV-10/12/14 | CEP A/B/C MIN. RECIRCULATION | 6 | 219.1X8.18 | 219.1X8.18 | 90 | 300 | ASTM A 217 Gr. WC9 | Mod% | SS 316+ST | SS 17-4PH | CA6NM Nitrided | V | HIGH DP CAVITATION | N | 37,18L | AS/SVP/AL/JB/HW/VB | 91222
BARH |  | MIL | 660 | CDV-10/12/14 | CEP A/B/C MIN. RECIRCULATION | 6 | 219.1X8.18 | 219.1X8.18 | 95 | 300 | ASTM A 217 Gr. WC9 | Mod Linear | SS 410 | SS 17-4PH | CA6NM Nitrided | V | HIGH DP CAVITATION | N | 37,18 | AS/SVP/LS/AL/VB/JB/HW | 71433
BELLARY |  | MIL | 700 | CDV-10/12/14 | CEP A/B/C MIN. RECIRCULATION | 6 | 219.1X8.18 | 219.1X8.18 | 95 | 300 | ASTM A 217 Gr. WC9 | Mod Linear | SS 410 | SS 17-4PH | CA6NM Chrome Plated | V | HIGH DP CAVITATION | N | 37,18L | AS/SVP/LS/AL/SV/JB/HW/VB | 71433
GADARWADA |  | MIL | 800 | CDV-10/12/14 | CEP A/B/C MIN. RECIRCULATION | 6 | 219.1X8.18 | 219.1X8.18 | 95 | 300 | ASTM A 217 Gr. WC9 | Mod Linear | SS 410 | SS 17-4PH | CA6NM Chrome Plated | V | HIGH DP CAVITATION | N | 37 , 18L | AS/SVP/LS/AL/JB/HW/VB | 71433
LALITPUR |  | MIL | 660 | CDV-10/12/14 | CEP A/B/C MIN. RECIRCULATION | 6 | 219.1X8.18 | 219.1X8.18 | 95 | 300 | ASTM A 217 Gr. WC9 | Mod Linear | SS 410 | SS 17-4PH | CA6NM Nitrided | V | HIGH DP CAVITATION | N | 37,18 | AS/SVP/LS/AL/JB/HW/VB | 41433
MOUDA |  | MIL | 660 | CDV-10/12/14 | CEP A/B/C MIN. RECIRCULATION | 6 | 219.1X8.18 | 219.1X8.18 | 95 | 300 | ASTM A 217 Gr. WC9 | Mod Linear | SS 410 | SS 17-4PH | CA6NM Chrome Plated | V | HIGH DP CAVITATION | N | 37,18L | AS/SVP/LS/AL/VB/JB/HW | 71433
YERMARUS |  | MIL | 800 | CDV-10/12/14 | CEP A/B/C MIN. RECIRCULATION | 6 | 219.1X8.18 | 219.1X8.18 | 95 | 300 | ASTM A 217 Gr. WC9 | Mod Linear | SS 410 | SS 17-4PH | CA6NM Chrome Plated | V | HIGH DP CAVITATION | N | 37,18 | AS/SVP/LS/AL/VB/JB/HW | 71433
BANHARPALLI | OPGCL | IL | 660 | CDV-72 | COND FOR VALVE GLAND SEALING | 1 | 60.3X5.54 | 60.3X5.54 | 1.6 | 300 | ASTM A 217 Gr. WC9 |  | SS 17-4PH | SS 17-4PH | SS 17-4PH |  | HIGH DP |  | VA1D | POS.(SMART),AFR,ALR,JB,HW | VLS(CAS) |  | 17-4-PHSS
BARA |  | MIL | 660 | CDV-72 | COND FOR VALVE GLAND SEALING | 1 | 60.3X5.54 | 60.3X5.54 | 1.7 | 300 | ASTM A 217 Gr. WC9 | Linear ON/OFF | SS 410 | SS 17-4PH | CA6NM Nitrided | V | HIGH DP | N | 37,11 | AS/SVP/AL/JB/HW | 41112
BARH |  | MIL | 660 | CDV-72 | COND FOR VALVE GLAND SEALING | 1 | 60.3X5.54 | 60.3X5.54 | 1.7 | 300 | ASTM A 217 Gr. WC9 | Linear | SS 410 | SS 17-4PH | CA6NM Nitrided | V | HIGH DP | N | 37,11 | AS/SVP/LS/AL/JB/HW | 41112
BELLARY |  | MIL | 700 | CDV-72 | COND FOR VALVE GLAND SEALING | 1 | 60.3X5.54 | 60.3X5.54 | 1.7 | 300 | ASTM A 217 Gr. WC9 | Linear | SS 410 | SS 17-4PH | CA6NM Chrome Plated | V | HIGH DP CAVITATION | N | 38,11 | AS/SVP/AL/LS/SV/JB/HW | 41112
GADARWADA |  | MIL | 800 | CDV-72 | COND FOR VALVE GLAND SEALING | 1 | 60.3X5.54 | 60.3X5.54 | 1.7 | 300 | ASTM A 217 Gr. WC9 | Linear | SS 410 | SS 17-4PH | CA6NM Chrome Plated | V | HIGH DP | N | 37 , 11 | AS/SVP/LS/AL/JB/HW | 41112
KARANPURA | NTPC | IL | 660 | CDV-72 | COND FOR VALVE GLAND SEALING | 1 | 60.3X5.54 | 60.3X5.54 | 1.6 | 300 | ASTM A 217 Gr. WC9 | Mod Linear | SS 316+ST | SS 316 + ST | SS 316 + ST | V | HIGH DP | N |  | POS(SMART)WITH PT,AFR,ALR,LS,JB,HW | VSL(CAS) | 49/75 | SS 316 + ST
KOTHAGUDEM |  | MIL | 800 | CDV-72 | COND FOR VALVE GLAND SEALING | 1 | 60.3X5.54 | 60.3X5.54 | 1.7 | 300 | ASTM A 216 Gr. WCC | Mod% | SS 410 | SS 17-4PH | CA6NM Chrome Plated | V |  | N | 37,11 | AS/SVP/LS/AL/SV/JB/HW | 41132
LALITPUR |  | MIL | 660 | CDV-72 | COND FOR VALVE GLAND SEALING | 1 | 60.3X5.54 | 60.3X5.54 | 1.7 | 300 | ASTM A 217 Gr. WC9 | Linear | SS 410 | SS 17-4PH | CA6NM Nitrided | V | HIGH DP CAVITATION | N | 37,11 | AS/SVP/LS/AL/JB/HW | 41112
MOUDA |  | MIL | 660 | CDV-72 | COND FOR VALVE GLAND SEALING | 1 | 60.3X5.54 | 60.3X5.54 | 1.7 | 300 | ASTM A 217 Gr. WC9 | Linear | SS 410 | SS 17-4PH | CA6NM Chrome Plated | V | HIGH DP | N | 37,11 | AS/SVP/LS/AL/JB/HW | 41112
SURATGARH |  | IL | 660 | CDV-72 | COND FOR VALVE GLAND SEALING | 1 | 60.33X5.54 | 60.33X5.54 | 1.6 | 300 | ASTM A 217 Gr. WC9 | Mod Linear | SS 17-4PH | SS 17-4PH | SS 17-4PH | V | HIGH DP | N | 37 , 11 | POS/AS/AL/LS/SOV/JB/HW | VLS(CAS) | 45/55 | 17-4PH SS
WANAKBORI |  | MIL | 800 | CDV-72 | COND FOR VALVE GLAND SEALING | 1 | 60.3X5.54 | 60.3X5.54 | 1.7 | 300 | ASTM A 217 Gr. WC9 | Linear | SS 410 | SS 17-4PH | CA6NM Chrome Plated | V |  | N | 37,11 | AS/SVP/LS/AL/JB/HW | 41112
YERMARUS |  | MIL | 800 | CDV-72 | COND FOR VALVE GLAND SEALING | 1 | 60.3X5.54 | 60.3X5.54 | 2 | 300 | ASTM A 217 Gr. WC9 | Linear | SS 410 | SS 17-4PH | CA6NM Chrome Plated | V | HIGH DP | N | 37 , 11 | AS/SVP/LS/AL/JB/HW | 41112
BANHARPALLI | OPGCL | IL | 660 | CDV-67 | COND SPRAY TO F/T | 1 | 33.4X4.55 | 33.4X4.55 | 4 | 300 | ASTM A 217 Gr. WC9 |  | SS 17-4PH | SS 17-4PH | SS 17-4PH |  | HIGH DP CAVITATION |  | VA1D | AFR,ALR,LS,SOV,JB,HW | VSL(CAGE) |  | 17-4-PHSS
BARA |  | MIL | 660 | CDV-67 | COND SPRAY TO F/T | 1 | 33.4X4.55 | 33.4X4.55 | 3.8 | 300 | ASTM A 217 Gr. WC9 | Mod% | SS 410 | SS 17-4PH | CA6NM Nitrided | V | HIGH DP CAVITATION | N | 37,11 | AS/LS/AL/SV/JB/HW | 41112
BARH |  | MIL | 660 | CDV-67 | COND SPRAY TO F/T | 1 | 33.4X4.55 | 33.4X4.55 | 3.8 | 300 | ASTM A 217 Gr. WC9 | Linear (ON-OFF) | SS 410 | SS 17-4PH | CA6NM Nitrided | V | HIGH DP CAVITATION | N | 37,11 | AS/LS/SV/JB/HW | 41112
BELLARY |  | MIL | 700 | CDV-67 | COND SPRAY TO F/T | 1 | 33.4X4.55 | 33.4X4.55 | 3.8 | 300 | ASTM A 217 Gr. WC9 | Linear | SS 410 | SS 17-4PH | CA6NM Chrome Plated | V | HIGH DP CAVITATION | N | 37,11 | AS/LS/AL/SV/JB/HW | 41112
GADARWADA |  | MIL | 800 | CDV-67 | COND SPRAY TO F/T | 1 | 33.4X4.55 | 33.4X4.55 | 3.8 | 300 | ASTM A 217 Gr. WC9 | Linear | SS 410 | SS 17-4PH | CA6NM Chrome Plated | V | HIGH DP CAVITATION | N | 37 , 11 | AS/LS/AL/SV/JB/HW | 41112
KOTHAGUDEM |  | MIL | 800 | CDV-67 | COND SPRAY TO F/T | 1 | 33.4X4.55 | 33.4X4.55 | 3.8 | 300 | ASTM A 217 Gr. WC9 | Linear | SS 410 | SS 17-4PH | CA6NM Chrome Plated | V | CAVITATION | N | 37,11 | AS/LS/AL/SV/JB/HW | 41112
LALITPUR |  | MIL | 660 | CDV-67 | COND SPRAY TO F/T | 1 | 33.4X4.55 | 33.4X4.55 | 3.8 | 300 | ASTM A 217 Gr. WC9 | Linear(ON-OFF) | SS 410 | SS 17-4PH | CA6NM Nitrided | V | HIGH DP CAVITATION | N | 37,11 | AS/LS/AL/JB/HW/SV | 41112
MOUDA |  | MIL | 660 | CDV-67 | COND SPRAY TO F/T | 1 | 33.4X4.55 | 33.4X4.55 | 3.8 | 300 | ASTM A 217 Gr. WC9 | Linear | SS 410 | SS 17-4PH | CA6NM Chrome Plated | V | HIGH DP CAVITATION | N | 37,11 | AS/LS/AL/SV/JB/HW | 41112
SURATGARH |  | IL | 660 | CDV-67 | COND SPRAY TO F/T | 1 | 33.4X4.55 | 33.4X4.55 | 4 | 300 | ASTM A 217 Gr. WC9 | Quick Opening | SS 17-4PH | SS 17-4PH | SS 17-4PH | V | HIGH DP CAVITATION | N | 37 , 11 | AS/AL/LS/SOV/JB/HW | VLS(CAGE) | 45/VACUUM/55 | 17-4PH SS
WANAKBORI |  | MIL | 800 | CDV-67 | COND SPRAY TO F/T | 1 | 33.4X4.55 | 33.4X4.55 | 3.8 | 300 | ASTM A 217 Gr. WC9 | Linear | SS 410 | SS 17-4PH | CA6NM Chrome Plated | V | CAVITATION | N | 37,11 | AS/LS/AL/SV/JB/HW | 41112
YERMARUS |  | MIL | 800 | CDV-67 | COND SPRAY TO F/T | 1 | 33.4X4.55 | 33.4X4.55 | 4 | 300 | ASTM A 217 Gr. WC9 | Linear (ON-OFF) | SS 410 | SS 17-4PH | CA6NM Chrome Plated | V | HIGH DP CAVITATION | N | 37 , 11 | AS/LS/AL/SV/JB/HW | 41112
BANHARPALLI | OPGCL | IL | 660 | ASV-8 | D/A PEGGING FRM AUX STM HDR | 12 | 323.9X9.53 | 559X10 | 860 | 300 | ASTM A 216 Gr. WCC |  | SS 316+ST | SS 316 + ST | SS 316 + ST |  | HIGH DP |  | VA5D | POS.(SMART),AFR,ALR,JB,HW | VSN |  | SS316+ST
BARA |  | MIL | 660 | ASV-8 | D/A PEGGING FRM AUX STM HDR | 10 | 323.9X9.53 | 559X10 | 750 | 300 | ASTM A 216 Gr. WCC | Linear | SS 410 | SS 17-4PH | CA6NM Nitrided | IV | HIGH DP | Y | 37,18L | AS/SVP/AL/VB/JB/HW/LNP/EXP | 41912
BARH |  | MIL | 660 | ASV-8 | D/A PEGGING FRM AUX STM HDR | 10 | 323.9X9.53 | 559X10 | 900 | 300 | ASTM A 216 Gr. WCC | Linear | SS 410 | SS 17-4PH | CA6NM Nitrided | IV | HIGH DP | Y | 37,18L | AS/SVP/LS/AL/VB/JB/HW/LNP/EXP/DV | 41912
BELLARY |  | MIL | 700 | ASV-8 | D/A PEGGING FRM AUX STM HDR | 10 | 323.9X9.53 | 559X10 | 750 | 300 | ASTM A 216 Gr. WCC | Linear | SS 410 | SS 17-4PH | CA6NM Chrome Plated | IV | HIGH DP | Y | 37,18L | AS/SVP/LS/AL/SV/JB/HW/LNP/EXP/VB | 41912
GADARWADA |  | MIL | 800 | ASV-8 | D/A PEGGING FRM AUX STM HDR | 10 | 323.9X9.53 | 559X10 | 900 | 300 | ASTM A 216 Gr. WCC | Linear | SS 410 | SS 17-4PH | CA6NM Chrome Plated | IV | HIGH DP | Y | 37 , 18L | AS/SVP/LS/AL/JB/HW/LNP/ EXP/VB | 41912
KARANPURA | NTPC | IL | 660 | ASV-8 | D/A PEGGING FRM AUX STM HDR | 10 | 273X6.35 | 559X10 | 600 | 300 | ASTM A 217 Gr. WC9 | Mod Equal % | SS 316+ST | SS 316 + ST | SS 316 + ST + HCP | IV | HIGH DP | Y |  | POS(SMART)WITH PT,AFR,ALR,LS,JB,HW | VSN(HT) | 20/350 | SS 316 + ST
KOTHAGUDEM |  | MIL | 800 | ASV-8 | D/A PEGGING FRM AUX STM HDR | 10 | 273X6.35 | 508X12.7 | 900 | 300 | ASTM A 217 Gr. WC9 | Linear | SS 410 | SS 17-4PH | CA6NM Chrome Plated | V | HIGH DP | Y | 67,16 | AS/SVP/LS/AL/SV/JB/HW/LNP/EXP/VB | 41412
LALITPUR |  | MIL | 660 | ASV-8 | D/A PEGGING FRM AUX STM HDR | 10 | 323.9X9.53 | 559X10 | 750 | 300 | ASTM A 216 Gr. WCC | Linear | SS 410 | SS 17-4PH | CA6NM Nitrided | V | HIGH DP | Y | 37,18 | AS/SVP/LS/AL/VB/JB/HW/LNP | 41412
MOUDA |  | MIL | 660 | ASV-8 | D/A PEGGING FRM AUX STM HDR | 10 | 323.9X9.53 | 559X10 | 900 | 300 | ASTM A 216 Gr. WCC | Linear | SS 410 | SS 17-4PH | CA6NM Chrome Plated | IV | HIGH DP | Y | 37 , 18 | AS/SVP/LS/AL/VB/JB/HW/LNP/EXP/VB | 41912
SURATGARH |  | IL | 660 | ASV-8 | D/A PEGGING FRM AUX STM HDR | 12 | 323.9X9.53 | 559X10 | 720 | 300 | ASTM A 216 Gr. WCC | Mod Equal % | SS 316+ST | SS 316 + ST | SS 316 + ST | V | HIGH DP | Y | 37 , 18L | POS/AS/AL/LS/SOV/JB/HW | VSN | 20/240 | SS 316 + ST
WANAKBORI |  | MIL | 800 | ASV-8 | D/A PEGGING FRM AUX STM HDR | 10 | 273X6.35 | 508X12.7 | 500 | 300 | ASTM A 217 Gr. WC9 | Mod% | SS 410 | SS 17-4PH | CA6NM Chrome Plated | IV |  | Y | 37,18 | AS/SVP/LS/AL/VB/JB/HW | 41932
YERMARUS |  | MIL | 800 | ASV-8 | D/A PEGGING FRM AUX STM HDR | 10 | 323.9X9.53 | 559X10 | 900 | 300 | ASTM A 216 Gr. WCC | Linear | SS 410 | SS 17-4PH | CA6NM Chrome Plated | IV | HIGH DP | Y | 37 , 18 | AS/SVP/LS/AL/VB/JB/HW/LNP/EXP | 41912
BANHARPALLI | OPGCL | IL | 660 | CRHV-6 | D/A PEGGING FRM CRH LINE | 12 | 355.6X15.09 | 965X37 | 760 | 600 | ASTM A 217 Gr. WC9 |  | SS 316+ST | SS 316 + ST | SS 316 + ST + HCP |  | HIGH DP |  | SPA2MF | POS.(SMART),AFR,ALR,JB,HW | VSN(HT) |  | SS316+ST
BARA |  | MIL | 660 | CRHV-6 | D/A PEGGING FRM CRH LINE | 12 | 355.6X15.09 | 965X37 | 1100 | 600 | ASTM A 217 Gr. WC9 | Linear | SS 316+ST | CA6NM Nitrided | CA6NM Nitrided | IV | HIGH DP | Y | 68,16 | AS/SVP/AL/VB/JB/HW/LNP/EXP | 41912
BARH |  | MIL | 660 | CRHV-6 | D/A PEGGING FRM CRH LINE | 12 | 355.6X15.09 | 965X37 | 1100 | 600 | ASTM A 217 Gr. WC9 | Linear | SS 316+ST | CA6NM Nitrided | CA6NM Nitrided | IV | HIGH DP | Y | 68,16 | AS/SVP/LS/AL/VB/JB/HW/LNP/EXP/DV | 41912
BELLARY |  | MIL | 700 | CRHV-6 | D/A PEGGING FRM CRH LINE | 12 | 355.6X15.09 | 965X34 | 850 | 600 | ASTM A 217 Gr. WC9 | Linear | SS 316+ST | CA6NM Nitrided | CA6NM Nitrided | IV | HIGH DP | Y | 68,16 | AS/SVP/LS/AL/SV/JB/HW/LNP/EXP/VB | 41912
GADARWADA |  | MIL | 800 | CRHV-6 | D/A PEGGING FRM CRH LINE | 12 | 406.4X16 | 965X34 | 960 | 600 | ASTM A 217 Gr. WC9 | Linear | SS 316+ST | CA6NM Nitrided | CA6NM Nitrided | IV | HIGH DP | Y | 68 , 16 | AS/SVP/LS/AL/JB/HW/LNP/ EXP/VB | 41912
KARANPURA | NTPC | IL | 660 | CRHV-6 | D/A PEGGING FRM CRH LINE | 10 | 355.6X15.09 | 965X37 | 600 | 600 | ASTM A 217 Gr. WC9 | Mod Linear | SS 316+ST | SS 316 + ST | SS 316 + ST + HCP | IV | HIGH DP | Y |  | POS(SMART)WITH PT,AFR,ALR,LS,JB,HW | VSN(HT) | 73.1/380 | SS 316 + ST
KOTHAGUDEM |  | MIL | 800 | CRHV-6 | D/A PEGGING FRM CRH LINE | 10 | 406.4X16 | 965X34 | 900 | 600 | ASTM A 217 Gr. WC9 | Linear | SS 316+ST | CA6NM Nitrided | CA6NM Nitrided | V | HIGH DP | Y | 68,16 | AS/SVP/LS/AL/SV/JB/HW/LNP/EXP/VB | 41412
LALITPUR |  | MIL | 660 | CRHV-6 | D/A PEGGING FRM CRH LINE | 12 | 355.6X15.09 | 965X34 | 850 | 600 | ASTM A 217 Gr. WC9 | Linear | SS 316+ST | CA6NM Nitrided | CA6NM Nitrided | V | HIGH DP | Y | 68,16 | AS/SVP/LS/AL/VB/JB/HW/LNP/EXP | 41412
MOUDA |  | MIL | 660 | CRHV-6 | D/A PEGGING FRM CRH LINE | 12 | 355.6X15.09 | 965X37 | 1100 | 600 | ASTM A 217 Gr. WC9 | Linear | SS 316+ST | CA6NM Nitrided | CA6NM Nitrided | IV | HIGH DP | Y | 68,16 | AS/SVP/LS/AL/VB/JB/HW/LNP/EXP/VB | 41912
SURATGARH |  | IL | 660 | CRHV-6 | D/A PEGGING FRM CRH LINE | 12 | 355.6X15.09 | 965X34 | 760 | 600 | ASTM A 217 Gr. WC9 | Mod Linear | SS 316+ST | SS 316 + ST | SS 316 + ST + HCP | V | HIGH DP | Y | 68 , 16 | POS/AS/AL/LS/SOV/JB/HW | VSN(HT) | 73.1/360 | SS 316 + ST
WANAKBORI |  | MIL | 800 | CRHV-6 | D/A PEGGING FRM CRH LINE | 10 | 406.4X16 | 965X34 | 900 | 600 | ASTM A 217 Gr. WC9 | Linear | SS 316+ST | CA6NM Nitrided | CA6NM Nitrided | IV |  | Y | 68,16 | AS/SVP/LS/AL/JB/HW/LNP/EXP/VB | 41912
YERMARUS |  | MIL | 800 | CRHV-6 | D/A PEGGING FRM CRH LINE | 12 | 406.4X16 | 965X34 | 960 | 600 | ASTM A 216 Gr. WCC | Linear | SS 316+ST | CA6NM Nitrided | CA6NM Nitrided | IV | HIGH DP | Y | 68,16 | AS/SVP/LS/AL/VB/JB/LNP/EXP | 41912
BANHARPALLI | OPGCL | IL | 660 | DRV-48 | DEAERATOR OVERFLOW TO F/T | 6 | 219.1X6.35 | 323.9X9.53 | 275 | 300 | ASTM A 217 Gr. WC9 |  | SS 440C | SS 440C | SS 440C |  | FLASHING |  | VA3D | POS.(SMART),AFR,ALR,JB,HW | VSC |  | SS 440 C
BARA |  | MIL | 660 | DRV-48 | DEAERATOR OVERFLOW TO F/T | 6 | 219.1X6.35 | 323.9X9.53 | 240 | 300 | ASTM A 217 Gr. WC9 | on/off | SS 410 | SS 17-4PH | CA6NM Nitrided | V | FLASHING | N | 37,15 | AS/LS/AL/SV/VB/JB/HW | 414X1
BARH |  | MIL | 660 | DRV-48 | DEAERATOR OVERFLOW TO F/T | 6 | 219.1X6.35 | 323.9X9.53 | 240 | 300 | ASTM A 217 Gr. WC9 | on/off | SS 440C | SS 440C | SS 440C | V | FLASHING | N | 37,15 | AS/LS/SV/VB/JB/HW | 417X1
BELLARY |  | MIL | 700 | DRV-48 | DEAERATOR OVERFLOW TO F/T | 6 | 219.1X6.35 | 323.9X9.53 | 400 | 300 | ASTM A 217 Gr. WC9 | ON/OFF | SS 410 | SS 410 | CA6NM | V | FLASHING | N | 37,18 | AS/SVP/LS/AL/SV/JB/HW/VB | 417X1
KARANPURA | NTPC | IL | 660 | DRV-48 | DEAERATOR OVERFLOW TO F/T | 6 | 219.1X6.35 | 323.9X9.53 | 275 | 300 | ASTM A 217 Gr. WC9 | Quick Opening | SS 440C | SS 440C | SS 440C | V | FLASHING | N |  | AFR,ALR,LS,SOV,JB,HW | VSC | 20/VACUUM/200 | SS 440C
LALITPUR |  | MIL | 660 | DRV-48 | DEAERATOR OVERFLOW TO F/T | 6 | 219.1X6.35 | 323.9X9.53 | 240 | 300 | ASTM A 217 Gr. WC9 | Linear | SS 440C | SS 440C | SS 440C | V | FLASHING CAVITATION | N | 37,15 | AS/SVP/LS/AL/SV/VB/JB/HW | 417X1
MOUDA |  | MIL | 660 | DRV-48 | DEAERATOR OVERFLOW TO F/T | 6 | 219.1X6.35 | 323.9X9.53 | 240 | 300 | ASTM A 217 Gr. WC9 | ON/OFF | SS 440C | SS 440C | SS 440C | V | FLASHING | N | 37,15 | AS/LS/AL/SV/JB/HW/VB | 417X1
SURATGARH |  | IL | 660 | DRV-48 | DEAERATOR OVERFLOW TO F/T | 6 | 219.1X6.35 | 323.9X9.53 | 275 | 300 | ASTM A 217 Gr. WC9 | Quick Opening | SS 440C | SS 440C | SS 440C | V | FLASHING | N | 37 , 18L | AS/AL/LS/SOV/JB/HW | VSC | 20/VACUUM/200 | SS 440C
KOTHAGUDEM |  | MIL | 800 | DRV-73 | DEAERATOR OVERFLOW TO F/T | 6 | 219.1X6.35 | 323.9X9.53 | 400 | 300 | ASTM A 217 Gr. WC9 | ON/OFF | SS 440C | SS 440C | CA6NM | V | FLASHING | N | 37,18 | AS/LS/AL/SV/JB/HW/VB | 417X1
WANAKBORI |  | MIL | 800 | DRV-73 | DEAERATOR OVERFLOW TO F/T | 6 | 168.3X10.97 | 219.1X12.7 | 400 | 300 | ASTM A 217 Gr. WC9 | ON/OFF | SS 440C | SS 440C | SS 440C | V | FLASHING | N | 37,18 | AS/LS/AL/SV/JB/HW/VB | 417X1
GADARWADA |  | MIL | 800 | DRV-73 | DEAERATOR OVERFLOW TO F/T | 6 | 219.1X6.35 | 323.9X9.53 | 208 | 300 | ASTM A 217 Gr. WC9 | ON-OFF | SS 440C | SS 440C | SS 440C | V | FLASHING | N | 37 , 18 | AS/LS/AL/SV/JB/HW/VB | 417X1
YERMARUS |  | MIL | 800 | DRV-73 | DEAERATOR OVERFLOW TO F/T | 6 | 219.1X6.35 | 323.9X9.53 | 208 | 300 | ASTM A 217 Gr. WC9 | ON-OFF | SS 410 | SS 410 | CA6NM | V | FLASHING | N | 37 , 18 | AS/LS/AL/SV/VB/JB/HW | 417X1
KARANPURA | NTPC | IL | 660 | DMV-78 | DM EMER M/U TO CST | 6 | 219.1X3.76 | 219.1X3.76 | 370 | 300 | ASTM A 351 Gr. CF8M | Mod Equal % 1 | SS 316+ST | SS 316 + ST | SS 316 + ST | V |  | N |  | POS(SMART)WITH PT,AFR,ALR,LS,JB,HW | VSC | 10/VACUUM/50 | SS 316 + ST
SURATGARH |  | IL | 660 | DMV-40 | DM EMER M/U TO HOTWELL | 2 | 88.9X3.05 | 88.9X3.05 | 44 | 300 | ASTM A 351 Gr. CF8M | Equal % | SS 316+ST | SS 316 + ST | SS 316 + ST | V | CAVITATION | N | 38 , 18 | POS/AS/AL/LS/SOV/JB/HW | VSC | 10/VACUUM/50 | SS 316 + ST
YERMARUS |  | MIL | 800 | DMV-48 | DM EMER M/U TO HOTWELL | 6 | 168.3X3.14 | 168.3X3.14 | 195 | 300 | ASTM A 351 Gr. CF8M | Mod % | SS 316+ST | SS 316 + ST | CF8M Chrome Plated | IV | CAVITATION | N | 38,15 | AS/SVP/LS/AL/JB/HW | 41632
KOTHAGUDEM |  | MIL | 800 | DMV-5 | DM EMER M/U TO HOTWELL | 4 | 114.3X3.05 | 114.3X3.05 | 120 | 300 | ASTM A 351 Gr. CF8M | Linear | SS 316+ST | SS 17-4PH | CF8M Chrome Plated | V | CAVITATION | N | 38,15 | AS/SVP/LS/AL/SV/JB/HW/VB | 41412
WANAKBORI |  | MIL | 800 | DMV-5 | DM EMER M/U TO HOTWELL | 4 | 168.3X3.4 | 168.3X3.4 | 145 | 300 | ASTM A 351 Gr. CF8M | Linear | SS 410 | SS 17-4PH | CA6NM Chrome Plated | IV |  | N | 38,15 | AS/SVP/LS/AL/JB/HW/VB | 41412
LALITPUR |  | MIL | 660 | DMV-63 | DM EMER M/U TO HOTWELL | 3 | 114.3X3.05 | 114.3X3.05 | 120 | 300 | ASTM A 351 Gr. CF8M | Linear | SS 316+ST | SS 316 + ST | CF8M Chrome Plated | V | CAVITATION | N | 38,15 | AS/SVP/LS/AL/VB/JB/HW | 41412
BARA |  | MIL | 660 | DMV-9 | DM EMER M/U TO HOTWELL | 6 | 168.3X3.4 | 168.3X3.4 | 300 | 300 | ASTM A 351 Gr. CF8M | Linear | SS 316+ST | SS 316 + ST | CF8M Chrome Plated | V | CAVITATION | N | 38,18 | AS/SVP/AL/JB/HW/VB | 41412
BARH |  | MIL | 660 | DMV-9 | DM EMER M/U TO HOTWELL | 6 | 273X4.19 | 273X4.19 | 255 | 300 | ASTM A 351 Gr. CF8M | Linear | SS 316+ST | SS 316 + ST | CA6NM Chrome Plated | V | CAVITATION | N | 38,18 | AS/SVP/LS/AL/VB/JB/HW | 41412
BELLARY |  | MIL | 700 | DMV-9 | DM EMER M/U TO HOTWELL | 4 | 168.3X3.4 | 168.3X3.4 | 145 | 300 | ASTM A 351 Gr. CF8M | Mod% | SS 316+ST | SS 17-4PH | CF8M Chrome Plated | V | CAVITATION | N | 38,15 | AS/SVP/LS/AL/SV/JB/HW/VB | 41432
GADARWADA |  | MIL | 800 | DMV-9 | DM EMER M/U TO HOTWELL | 6 | 273X4.19 | 273X4.19 | 300 | 300 | ASTM A 351 Gr. CF8M | Linear | SS 316+ST | SS 316 + ST | CF8M Chrome Plated | V | CAVITATION | N | 38 , 18 | AS/SVP/LS/AL/SV/JB/HW/VB | 41612
MOUDA |  | MIL | 660 | DMV-9 | DM EMER M/U TO HOTWELL | 6 | 273X4.19 | 273X4.19 | 300 | 300 | ASTM A 351 Gr. CF8M | Linear | SS 316+ST | SS 316 + ST | CF8M Chrome Plated | V | CAVITATION | N | 38,18 | AS/SVP/LS/AL/VB/JB/HW | 41412
KARANPURA | NTPC | IL | 660 | DMV-43 | DM NORMAL M/U TO CST | 3 | 114.3X3.05 | 114.3X3.05 | 99 | 300 | ASTM A 351 Gr. CF8M | Equal % | SS 316+ST | SS 316 + ST | SS 316 + ST | V |  | N |  | POS(SMART)WITH PT,AFR,ALR,LS,JB,HW | VSC | 10/VACUUM/50 | SS 316 + ST
BANHARPALLI | OPGCL | IL | 660 | DM-45 | DM NORMAL M/U TO HOTWELL | 6 | 168.3X3.4 | 168.3X3.4 | 150 | 300 | ASTM A 351 Gr. CF8M |  | SS 316+ST | SS 316 + ST | SS 316 + ST |  | CAVITATION |  | VA3D | POS.(SMART),AFR,ALR,JB,HW | VSN |  | SS316+ST
BARA |  | MIL | 660 | DMV-2 | DM NORMAL M/U TO HOTWELL | 3 | 88.9X3.05 | 88.9X3.05 | 120 | 300 | ASTM A 351 Gr. CF8M | Mod% | SS 316+ST | SS 316 + ST | CF8M Chrome Plated | V | CAVITATION | N | 37,15 | AS/SVP/AL/JB/HW | 41432
BARH |  | MIL | 660 | DMV-2 | DM NORMAL M/U TO HOTWELL | 3 | 168.3X3.4 | 168.3X3.4 | 120 | 300 | ASTM A 351 Gr. CF8M | Linear | SS 316+ST | SS 316 + ST | CA6NM Chrome Plated | V | CAVITATION | N | 37,15 | AS/SVP/LS/AL/VB/JB/HW | 41432
BELLARY |  | MIL | 700 | DMV-2 | DM NORMAL M/U TO HOTWELL | 3 | 114.3X3.05 | 114.3X3.05 | 75 | 300 | ASTM A 351 Gr. CF8M | Mod% | SS 316 | SS 316 | SS 316 | V | CAVITATION | N | 37,15 | AS/SVP/LS/AL/SV/JB/HW/VB | 41732
GADARWADA |  | MIL | 800 | DMV-2 | DM NORMAL M/U TO HOTWELL | 4 | 168.3X3.4 | 168.3X3.4 | 145 | 300 | ASTM A 351 Gr. CF8M | Mod % | SS 316+ST | SS 316 + ST | CF8M Chrome Plated | IV | CAVITATION | N | 37 , 15 | AS/SVP/LS/AL/SV/JB/HW/VB | 41632
KOTHAGUDEM |  | MIL | 800 | DMV-2 | DM NORMAL M/U TO HOTWELL | 3 | 88.9X3.05 | 88.9X3.05 | 75 | 300 | ASTM A 351 Gr. CF8M | Linear | SS 316+ST | SS 316 + ST | SS 316 | V | CAVITATION | N | 37,15 | AS/SVP/LS/AL/SV/JB/HW/VB | 41712
MOUDA |  | MIL | 660 | DMV-2 | DM NORMAL M/U TO HOTWELL | 3 | 168.3X3.4 | 168.3X3.4 | 120 | 300 | ASTM A 351 Gr. CF8M | Mod% | SS 316+ST | SS 316 + ST | CF8M Chrome Plated | V | CAVITATION | N | 37,15 | AS/SVP/LS/AL/VB/JB/HW | 41432
WANAKBORI |  | MIL | 800 | DMV-2 | DM NORMAL M/U TO HOTWELL | 3 | 114.3X3.05 | 114.3X3.05 | 50 | 300 | ASTM A 351 Gr. CF8M | Mod% | SS 316+ST | SS 17-4PH | CA6NM Nitrided | V | HIGH DP | Y | 37,15 | AS/SVP/LS/AL/JB/HW/VB | 41732
YERMARUS |  | MIL | 800 | DMV-21 | DM NORMAL M/U TO HOTWELL | 3 | 114.3X3.05 | 114.3X3.05 | 75 | 300 | ASTM A 351 Gr. CF8M | Mod % | SS 316+ST | SS 316 + ST | CF8M Chrome Plated | IV | CAVITATION | N | 37,15 | AS/SVP/LS/AL/JB/HW | 41732
LALITPUR |  | MIL | 660 | DMV-40 | DM NORMAL M/U TO HOTWELL | 3 | 88.9X3.05 | 88.9X3.05 | 60 | 300 | ASTM A 351 Gr. CF8M | Mod% | SS 316+ST | SS 316 + ST | CF8M Chrome Plated | V | CAVITATION | N | 37,15 | AS/SVP/LS/AL/VB/JB/HW | 41732
SURATGARH |  | IL | 660 | DMV-63 | DM NORMAL M/U TO HOTWELL | 3 | 114.3X3.05 | 114.3X3.05 | 99 | 300 | ASTM A 351 Gr. CF8M | Equal % | SS 316+ST | SS 316 + ST | SS 316 + ST | V | CAVITATION | N | 38 , 15 | POS/AS/AL/LS/SOV/JB/HW | VSC | 10/VACUUM/50 | SS 316 + ST
BARA |  | MIL | 660 | DMCW-17 | DMCW SYSTEM | 8 | 300NB | 300NB | 640 | 300 | ASTM A 216 Gr. WCC | Linear | SS 410 | CA6NM Nitrided | CA6NM Nitrided | V |  | N | 38,18 | AS/SVP/LS/AL/VB/JB/HW | 41611
BARA |  | MIL | 660 | DMCW-17 | DMCW SYSTEM | 4 | 200NB | 200NB | 195 | 300 | ASTM A 216 Gr. WCC | Equal % | SS 410 | SS 410 | CA6NM | IV |  | N | 38,15 | AS/SVP/LS/AL/JB/HW | 41721
BARH |  | MIL | 660 | DMCW-17 | DMCW SYSTEM | 10 | 400NB | 400NB | 1000 | 300 RF | ASTM A 216 Gr. WCC | Equal % | SS 410 | SS 17-4PH | CA6NM Nitrided | IV | HIGH DP | N | 37,18L | AS/SVP/LS/AL/DV/VB/JB/HW/CF | 41621
GADARWADA |  | MIL | 800 | DMCW-17 | DMCW SYSTEM | 12 | 457X6 | 457X6 | 1400 | 300 | ASTM A 216 Gr. WCC | Linear | SS 410 | SS 17-4PH | CA6NM Chrome Plated | IV | HIGH DP | N | 38 , 18 | AS/SVP/LS/AL/JB/HW/VB | 41611
KARANPURA | NTPC | IL | 660 | DMCW-17 | DMCW SYSTEM | 8 | 273X6 | 273X6 | 640 | 300 | ASTM A 216 Gr. WCC | Equal % | SS 316+ST | SS 316 + ST | SS 316 + ST | IV | HIGH DP | N |  | POS(SMART)WITH PT,AFR,ALR,LS,JB,HW | VSC | 10/60 | SS 316 + ST
KARANPURA | NTPC | IL | 660 | DMCW-17 | DMCW SYSTEM | 4 | 166.5X5.4 | 166.5X5.4 | 175 | 300 | ASTM A 216 Gr. WCC | Equal % | SS 316+ST | SS 316 + ST | SS 316 + ST | IV | HIGH DP | N |  | POS(SMART)WITH PT,AFR,ALR,LS,JB,HW | VSC | 12/60 | SS 316 + ST
MOUDA |  | MIL | 660 | DMCW-17 | DMCW SYSTEM | 12 | 406.4X6 | 406.4X6 | 1400 | 300 | ASTM A 216 Gr. WCC | Linear | SS 410 | SS 17-4PH | CA6NM Chrome Plated | IV | HIGH DP | N | 38,18 | AS/SVP/LS/AL/VB/JB/HW | 41611
KOTHAGUDEM |  | MIL | 800 | DRV-52 | DRIP PUMP DISCHARGE CONTROL | 6 | 219X8.18 | 219X8.18 | 255 | 300 | ASTM A 216 Gr. WCC | Equal % | SS 410 | SS 17-4PH | CA6NM Chrome Plated | IV | STANDARD | N | 38,15 | AS/SVP/LS/AL/SV/JB/HW/VB | 91621
WANAKBORI |  | MIL | 800 | DRV-52 | DRIP PUMP DISCHARGE CONTROL | 6 | 219X6.35 | 219X6.35 | 255 | 300 | ASTM A 216 Gr. WCC | Equal % | SS 410 | SS 17-4PH | CA6NM Chrome Plated | V | FLASHING | N | 38,15 | AS/SVP/LS/AL/JB/HW/VB | 41621
GADARWADA |  | MIL | 800 | DRV-52 | DRIP PUMP DISCHARGE CONTROL | 6 | 219X8.18 | 219X8.18 | 300 | 300 | ASTM A 216 Gr. WCC | Equal % | SS 410 | SS 17-4PH | CA6NM Chrome Plated | IV |  | N | 38 , 15 | AS/SVP/LS/AL/SV/JB/HW/VB | 41621
YERMARUS |  | MIL | 800 | DRV-52 | DRIP PUMP DISCHARGE CONTROL | 6 | 219.1X8.18 | 219.1X8.18 | 300 | 300 | ASTM A 216 Gr. WCC | Equal % | SS 410 | SS 17-4PH | CA6NM Chrome Plated | IV |  | N | 38,15 | AS/SVP/LS/AL/JB/HW | 41621
BANHARPALLI | OPGCL | IL | 660 | CDV-43 | EXCESS RETURN TO CST | 6 | 273X9.27 | 273X9.27 | 110 | 300 | ASTM A 217 Gr. WC9 |  | SS 17-4PH | SS 17-4PH | SS 17-4PH |  | HIGH DP CAVITATION |  | VA3D | POS.(SMART),AFR,ALR,SOV,JB,HW | VHD (A) |  | 17-4-PHSS
BARA |  | MIL | 660 | CDV-43 | EXCESS RETURN TO CST | 6 | 273X9.27 | 273X9.27 | 105 | 300 | ASTM A 217 Gr. WC9 | Mod Linear | SS 410 | SS 17-4PH | CA6NM Nitrided | V | HIGH DP CAVITATION | N | 37,18L | AS/SVP/AL/JB/HW/VB | 71432
BARH |  | MIL | 660 | CDV-43 | EXCESS RETURN TO CST | 6 | 273X9.27 | 273X9.27 | 95 | 300 | ASTM A 217 Gr. WC9 | Mod Linear | SS 410 | SS 17-4PH | CA6NM Nitrided | V | HIGH DP CAVITATION | N | 37,18 | AS/SVP/LS/AL/JB/HW/VB | 71433
BELLARY |  | MIL | 700 | CDV-43 | EXCESS RETURN TO CST | 6 | 219.1X6.35 | 219.1X6.35 | 130 | 300 | ASTM A 217 Gr. WC9 | Mod% | SS 410 | SS 17-4PH | CA6NM Chrome Plated | V | HIGH DP CAVITATION | N | 37,18 L | AS/SVP/LS/AL/SV/JB/HW/VB | 71432
KARANPURA | NTPC | IL | 660 | CDV-43 | EXCESS RETURN TO CST | 6 | 219.1X8.18 | 219.1X8.18 | 110 | 300 | ASTM A 217 Gr. WC9 | Mod Equal % | SS 17-4PH | SS 17-4PH | SS 17-4PH | V | HIGH DP | N |  | POS(SMART)WITH PT,AFR,ALR,LS,JB,HW | VHD | 49/75 | 17-4PH SS
LALITPUR |  | MIL | 660 | CDV-43 | EXCESS RETURN TO CST | 6 | 219.1X8.18 | 219.1X8.18 | 105 | 300 | ASTM A 217 Gr. WC9 | Mod Linear | SS 410 | SS 17-4PH | CA6NM Nitrided | V | HIGH DP CAVITATION | N | 37,18 | AS/SVP/LS/AL/JB/HW/VB | 41432
MOUDA |  | MIL | 660 | CDV-43 | EXCESS RETURN TO CST | 6 | 273X9.27 | 273X9.27 | 105 | 300 | ASTM A 217 Gr. WC9 | Mod % | SS 410 | SS 17-4PH | CA6NM Chrome Plated | V | HIGH DP CAVITATION | N | 37,18 | AS/SVP/LS/AL/VB/JB/HW | 71432
SURATGARH |  | IL | 660 | CDV-43 | EXCESS RETURN TO CST | 6 | 219.1X8.18 | 219.1X8.18 | 96 | 300 | ASTM A 217 Gr. WC9 | Mod Equal % | SS 17-4PH | SS 17-4PH | SS 17-4PH | V | HIGH DP | N | 37 , 18L | POS/AS/AL/LS/SOV/JB/HW | VSN | 45/55 | 17-4PH SS
GADARWADA |  | MIL | 800 | CDV-46 | EXCESS RETURN TO CST | 6 | 219.1X8.18 | 219.1X8.18 | 130 | 300 | ASTM A 217 Gr. WC9 | Mod % | SS 410 | SS 17-4PH | CA6NM Chrome Plated | V | HIGH DP CAVITATION | N | 37 , 18L | AS/SVP/LS/AL/JB/HW/VB | 71432
KOTHAGUDEM |  | MIL | 800 | CDV-46 | EXCESS RETURN TO CST | 6 | 219.1X8.18 | 219.1X6.35 | 105 | 300 | ASTM A 217 Gr. WC9 | Mod% | SS 410 | SS 17-4PH | CA6NM Chrome Plated | V | CAVITATION | N | 37,18 | AS/LS/AL/SV/JB/HW | 71432
WANAKBORI |  | MIL | 800 | CDV-46 | EXCESS RETURN TO CST | 6 | 219.1X8.18 | 219.1X6.35 | 130 | 300 | ASTM A 217 Gr. WC9 | Mod% | SS 410 | SS 17-4PH | CA6NM Chrome Plated | V |  | N | 37,18 | AS SVP/LS/AL/VB/JB/HW | 71432
YERMARUS |  | MIL | 800 | CDV-46 | EXCESS RETURN TO CST | 6 | 219.1X8.18 | 219.1X8.18 | 130 | 300 | ASTM A 217 Gr. WC9 | Mod % | SS 410 | SS 17-4PH | CA6NM Chrome Plated | V | HIGH DP CAVITATION | N | 37,18 | AS/SVP/LS/AL/JB/HW/VB | 41432
BANHARPALLI | OPGCL | IL | 660 | CDV-39 | GSC MIN FLOW RECIRCULATION | 6 | 219.1X8.18 | 219.1X8.18 | 110 | 300 | ASTM A 217 Gr. WC9 |  | SS 17-4PH | SS 17-4PH | SS 17-4PH |  | HIGH DP CAVITATION |  | VA3D | POS.(SMART),AFR,ALR,JB,HW | VHD (A) |  | 17-4-PHSS
BARA |  | MIL | 660 | CDV-39 | GSC MIN FLOW RECIRCULATION | 6 | 219.1X8.18 | 219.1X8.18 | 95 | 300 | ASTM A 217 Gr. WC9 | Mod Linear | SS 410 | SS 17-4PH | CA6NM Nitrided | V | HIGH DP CAVITATION | N | 37,18L | AS/SVP/AL/JB/HW/VB | 41433
BARH |  | MIL | 660 | CDV-39 | GSC MIN FLOW RECIRCULATION | 6 | 219.1X8.18 | 219.1X8.18 | 95 | 300 | ASTM A 217 Gr. WC9 | Mod Linear | SS 410 | SS 17-4PH | CA6NM Nitrided | V | HIGH DP CAVITATION | N | 37,18L | AS/SVP/LS/AL/JB/HW/VB | 41433
BELLARY |  | MIL | 700 | CDV-39 | GSC MIN FLOW RECIRCULATION | 6 | 219.1X8.18 | 219.1X8.18 | 95 | 300 | ASTM A 217 Gr. WC9 | Mod Linear | SS 410 | SS 17-4PH | CA6NM Chrome Plated | V | HIGH DP CAVITATION | N | 37,18 L | AS/SVP/LS/AL/SV/JB/HW/VB | 41433
KARANPURA | NTPC | IL | 660 | CDV-39 | GSC MIN FLOW RECIRCULATION | 6 | 219X8.18 | 219X8.18 | 110 | 300 | ASTM A 217 Gr. WC9 | Mod Equal % | SS 17-4PH | SS 17-4PH | SS 17-4PH | V | HIGH DP CAVITATION | N |  | POS(SMART)WITH PT,AFR,ALR,LS,JB,HW | VHD | 49/VACUUM/75 | 17-4PH SS
LALITPUR |  | MIL | 660 | CDV-39 | GSC MIN FLOW RECIRCULATION | 6 | 219.1X8.18 | 219.1X8.18 | 95 | 300 | ASTM A 217 Gr. WC9 | Mod Linear | SS 410 | SS 17-4PH | CA6NM Nitrided | V | HIGH DP CAVITATION | N | 37,18 | AS/SVP/LS/AL/JB/HW/VB | 41433
MOUDA |  | MIL | 660 | CDV-39 | GSC MIN FLOW RECIRCULATION | 6 | 219.1X18.18 | 219.1X18.18 | 95 | 300 | ASTM A 217 Gr. WC9 | Mod Linear | SS 410 | SS 17-4PH | CA6NM Chrome Plated | V | HIGH DP CAVITATION | N | 37,18L | AS/SVP/LS/AL/VB/JB/HW | 41433
SURATGARH |  | IL | 660 | CDV-39 | GSC MIN FLOW RECIRCULATION | 6 | 219.1X8.18 | 219.1X8.18 | 110 | 300 | ASTM A 217 Gr. WC9 | Mod Equal % | SS 17-4PH | SS 17-4PH | SS 17-4PH | V | HIGH DP CAVITATION | N | 37 , 18L | POS/AS/AL/LS/SOV/JB/HW | VHD | 45/VACUUM/55 | 17-4PH SS
GADARWADA |  | MIL | 800 | CDV-40 | GSC MIN FLOW RECIRCULATION | 6 | 219.1X8.18 | 219.1X8.18 | 95 | 300 | ASTM A 217 Gr. WC9 | Mod Linear | SS 410 | SS 17-4PH | CA6NM Chrome Plated | V | HIGH DP CAVITATION | N | 37 , 18L | AS/SVP/LS/AL/JB/HW/VB | 41433
KOTHAGUDEM |  | MIL | 800 | CDV-40 | GSC MIN FLOW RECIRCULATION | 6 | 168.3X7.11 | 168.3X7.11 | 90 | 300 | ASTM A 217 Gr. WC9 | Mod% | SS 316+ST | SS 17-4PH | CA6NM Nitrided | V | CAVITATION | N | 37,18L | AS/SVP/LS/AL/SV/JB/HW/VB | 91212
WANAKBORI |  | MIL | 800 | CDV-40 | GSC MIN FLOW RECIRCULATION | 6 | 168.3X7.11 | 168.3X7.11 | 90 | 300 | ASTM A 217 Gr. WC9 | Mod% | SS 316+ST | SS 17-4PH | CA6NM Nitrided | V | CAVITATION | N | 37,18 | AS SVP/LS/AL/VB/JB/HW | 91212
YERMARUS |  | MIL | 800 | CDV-40 | GSC MIN FLOW RECIRCULATION | 6 | 219.1X8.18 | 219.1X8.18 | 95 | 300 | ASTM A 217 Gr. WC9 | Mod Linear | SS 410 | SS 17-4PH | CA6NM Chrome Plated | V | HIGH DP CAVITATION | N | 37,18 | AS/SVP/LS/AL/JB/HW/VB | 41433
SURATGARH |  | IL | 660 | DRV-15 | HPH-6A/6B ALT.DRAIN TO F/T | 6 | 323.9X9.53 | 323.9X9.53 | 275 | 300 | ASTM A 217 Gr. WC9 | Linear | SS 17-4PH | SS 17-4PH | SS 17-4PH | V | FLASHING | N | 38 , 15 | POS/AS/AL/LS/SOV/JB/HW | VSC(M) | 30/210 | 17-4PH SS
KARANPURA | NTPC | IL | 660 | DRV-18 | HPH-6A/6B ALT.DRAIN TO F/T | 6 | 273X6.35 | 323.9X9.53 | 395 | 300 | ASTM A 217 Gr. WC9 | Equal % | SS 440C | SS 440C | SS 440C | V | FLASHING | N |  | POS(SMART)WITH PT,AFR,ALR,LS,SOV,JB,HW | VSC | 31/VACUUM/235 | SS 440C
SURATGARH |  | IL | 660 | DRV-18 | HPH-6A/6B ALT.DRAIN TO F/T | 8 | 323.9X9.53 | 355.6X9.53 | 640 | 300 | ASTM A 217 Gr. WC9 | Linear | SS 440C | SS 440C | SS 440C | V | FLASHING | N | 37 , 18L | POS/AS/AL/LS/SOV/JB/HW | VSC(M) | 30/VACUUM/230 | SS 440C
BANHARPALLI | OPGCL | IL | 660 | DRV-18/25 | HPH-6A/6B ALT.DRAIN TO F/T | 6 | 273X6.35 | 323.9X9.53 | 275 | 300 | ASTM A 217 Gr. WC9 |  | SS 440C | SS 440C | SS 440C |  | FLASHING CAVITATION |  | VA3D | POS.(SMART),AFR,ALR,SOV,JB,HW | VSC |  | SS 440 C
BARA |  | MIL | 660 | DRV-18/25 | HPH-6A/6B ALT.DRAIN TO F/T | 6 | 273X6.35 | 323.9X9.53 | 210 | 300 | ASTM A 217 Gr. WC9 | Linear | SS 410 | SS 17-4PH | CA6NM Nitrided | V | FLASHING CAVITATION | N | 37,18 | AS/SVP/AL/SV/VB/JB/HW | 41412
BARH |  | MIL | 660 | DRV-18/25 | HPH-6A/6B ALT.DRAIN TO F/T | 6 | 273X6.35 | 323.9X9.53 | 210 | 300 | ASTM A 217 Gr. WC9 | Linear | SS 440C | SS 440C | SS 440C | V | FLASHING CAVITATION | N | 37,18 | AS/SVP/LS/AL/SV/VB/JB/HW | 41412
BELLARY |  | MIL | 700 | DRV-18/25 | HPH-6A/6B ALT.DRAIN TO F/T | 6 | 273X6.35 | 323.9X9.53 | 210 | 300 | ASTM A 217 Gr. WC9 | Linear | SS 440C | SS 440C | SS 440C | V | FLASHING | N | 37,18 | AS/SVP/LS/AL/SV/JB/HW/VB | 41412
LALITPUR |  | MIL | 660 | DRV-18/25 | HPH-6A/6B ALT.DRAIN TO F/T | 6 | 273X6.35 | 323.9X9.53 | 210 | 300 | ASTM A 217 Gr. WC9 | Linear | SS 440C | SS 440C | SS 440C | V | FLASHING CAVITATION | N | 37,18 | AS/SVP/LS/AL/SV/VB/JB/HW | 41412
MOUDA |  | MIL | 660 | DRV-18/25 | HPH-6A/6B ALT.DRAIN TO F/T | 6 | 273X6.35 | 323.9X9.53 | 210 | 300 | ASTM A 217 Gr. WC9 | Linear | SS 440C | SS 440C | SS 440C | V | FLASHING CAVITATION | N | 37,18 | AS/SVP/LS/AL/SV/VB/JB/HW | 41412
GADARWADA |  | MIL | 800 | DRV-30/37 | HPH-6A/6B ALT.DRAIN TO F/T | 6 | 273X6.35 | 323.9X9.53 | 300 | 300 | ASTM A 217 Gr. WC9 | Linear | SS 440C | SS 440C | SS 440C | V | FLASHING | N | 37 , 18L | AS/SVP/LS/SV/JB/HW/VB | 41411
KOTHAGUDEM |  | MIL | 800 | DRV-30/37 | HPH-6A/6B ALT.DRAIN TO F/T | 6 | 273X6.35 | 323.9X9.53 | 255 | 300 | ASTM A 217 Gr. WC9 | Linear | SS 440C | SS 440C | SS 440C | V | FLASHING | N | 37,18 | AS/SVP/LS/SV/JB/HW/VB | 41412
WANAKBORI |  | MIL | 800 | DRV-30/37 | HPH-6A/6B ALT.DRAIN TO F/T | 6 | 273X6.35 | 323.9X9.53 | 255 | 300 | ASTM A 217 Gr. WC9 | Linear | SS 440C | SS 440C | SS 440C | V | FLASHING | N | 37,18 | AS/SVP/LS/AL/JB/HW/VB | 41412
YERMARUS |  | MIL | 800 | DRV-30/37 | HPH-6A/6B ALT.DRAIN TO F/T | 6 | 273X6.35 | 323.9X9.53 | 255 | 300 | ASTM A 217 Gr. WC9 | Linear | SS 410 | SS 17-4PH | CA6NM Chrome Plated | V | FLASHING | N | 37 , 18 | AS/SVP/LS/AL/SV/VB/JB/HW | 41412
KARANPURA | NTPC | IL | 660 | DRV-15 | HPH-6A/6B NORMAL DRAIN TO DEAERATOR | 6 | 273X6.35 | 273X6.35 | 275 | 300 | ASTM A 217 Gr. WC9 | Equal % | SS 17-4PH | SS 17-4PH | SS 17-4PH | IV | FLASHING | N |  | POS(SMART)WITH PT,AFR,ALR,LS,SOV,JB,HW | VSC | 31/219 | 17-4PH SS
BELLARY |  | MIL | 700 | DRV-15/22 | HPH-6A/6B NORMAL DRAIN TO DEAERATOR | 6 | 273X6.35 | 323.9X9.53 | 160 | 300 | ASTM A 217 Gr. WC9 | Linear | SS 410 | SS 17-4PH | CA6NM Chrome Plated | IV | FLASHING | N | 38,15 | AS/SVP/LS/AL/SV/JB/HW/VB | 41911
BANHARPALLI | OPGCL | IL | 660 | DRV-15/22 | HPH-6A/6B NORMAL DRAIN TO DEAERATOR | 6 | 273X6.35 | 323.9X9.53 | 175 | 300 | ASTM A 217 Gr. WC9 |  | SS 17-4PH | SS 17-4PH | SS 17-4PH |  | FLASHING |  | VA3R | POS.(SMART),AFR,ALR,SOV,JB,HW | VSC |  | 17-4-PHSS
BARA |  | MIL | 660 | DRV-15/22 | HPH-6A/6B NORMAL DRAIN TO DEAERATOR | 6 | 273X6.35 | 323.9X9.53 | 160 | 300 | ASTM A 217 Gr. WC9 | Mod% | SS 410 | SS 17-4PH | CA6NM Nitrided | IV | FLASHING | N | 38,15 | AS/SVP/AL/SV/JB/HW | 41911
BARH |  | MIL | 660 | DRV-15/22 | HPH-6A/6B NORMAL DRAIN TO DEAERATOR | 6 | 273X6.35 | 323.9X9.53 | 160 | 300 | ASTM A 217 Gr. WC9 | Linear | SS 410 | SS 17-4PH | CA6NM Nitrided | IV | FLASHING | N | 38,15 | AS/SVP/LS/AL/SV/VB/JB/HW | 41911
LALITPUR |  | MIL | 660 | DRV-15/22 | HPH-6A/6B NORMAL DRAIN TO DEAERATOR | 6 | 273X6.35 | 323.9X9.53 | 160 | 300 | ASTM A 217 Gr. WC9 | Linear | SS 410 | SS 17-4PH | CA6NM Nitrided | V | FLASHING | N | 38,18 | AS/SVP/LS/AL/SV/VB/JB/HW | 41411
MOUDA |  | MIL | 660 | DRV-15/22 | HPH-6A/6B NORMAL DRAIN TO DEAERATOR | 6 | 273X6.35 | 323.9X9.53 | 160 | 300 | ASTM A 217 Gr. WC9 | Linear | SS 410 | SS 17-4PH | CA6NM Chrome Plated | IV | FLASHING | N | 38 , 15 | AS/SVP/LS/AL/SV/VB/JB/HW | 41911
GADARWADA |  | MIL | 800 | DRV-27/34 | HPH-6A/6B NORMAL DRAIN TO DEAERATOR | 6 | 273X6.35 | 273X6.35 | 160 | 300 | ASTM A 217 Gr. WC9 | Linear | SS 410 | SS 17-4PH | CA6NM Chrome Plated | IV | FLASHING | N | 38 , 15 | AS/SVP/LS/SV/JB/HW/VB | 41911
KOTHAGUDEM |  | MIL | 800 | DRV-27/34 | HPH-6A/6B NORMAL DRAIN TO DEAERATOR | 6 | 273X6.35 | 273X6.35 | 160 | 300 | ASTM A 217 Gr. WC9 | Linear | SS 410 | SS 17-4PH | CA6NM Chrome Plated | IV | FLASHING | N | 38,15 | AS/SVP/LS/SV/JB/HW/VB | 41611
WANAKBORI |  | MIL | 800 | DRV-27/34 | HPH-6A/6B NORMAL DRAIN TO DEAERATOR | 6 | 273X6.35 | 273X6.35 | 205 | 300 | ASTM A 217 Gr. WC9 | Linear | SS 410 | SS 17-4PH | CA6NM Chrome Plated | IV | FLASHING | N | 38,15 | AS/SVP/LS/AL/JB/HW/VB | 41611
YERMARUS |  | MIL | 800 | DRV-27/34 | HPH-6A/6B NORMAL DRAIN TO DEAERATOR | 6 | 273X6.35 | 273X6.35 | 160 | 300 | ASTM A 217 Gr. WC9 | Linear | SS 410 | SS 17-4PH | CA6NM Chrome Plated | IV | FLASHING | N | 38 , 15 | AS/SVP/LS/AL/SV/VB/JB/HW | 41911
GADARWADA |  | MIL | 800 | DRV-17/23 | HPH-7A/7B ALT.DRAIN TO HPH DRAIN F/T | 6 | 273X12.7 | 323.9X12.7 | 170 | 600 | ASTM A 217 Gr. WC9 | Equal % | SS 440C | SS 440C | SS 440C | V | FLASHING | N | 37 , 18L | AS/SVP/LS/SV/JB/HW/VB | 41421
KOTHAGUDEM |  | MIL | 800 | DRV-17/23 | HPH-7A/7B ALT.DRAIN TO HPH DRAIN F/T | 6 | 273X12.7 | 323.9X12.7 | 120 | 600 | ASTM A 217 Gr. WC9 | Linear | SS 440C | SS 440C | SS 440C | V | FLASHING | N | 37,18L | AS/SVP/LS/SV/JB/HW/VB | 41412
WANAKBORI |  | MIL | 800 | DRV-17/23 | HPH-7A/7B ALT.DRAIN TO HPH DRAIN F/T | 6 | 273X12.7 | 323.9X12.7 | 170 | 600 | ASTM A 217 Gr. WC9 | Equal % | SS 440C | SS 440C | SS 440C | V | FLASHING | N | 37,18 | AS/SVP/LS/AL/JB/HW/VB | 41412
YERMARUS |  | MIL | 800 | DRV-17/23 | HPH-7A/7B ALT.DRAIN TO HPH DRAIN F/T | 6 | 273X12.7 | 323.9X12.7 | 120 | 600 | ASTM A 217 Gr. WC9 | Linear | SS 410 | SS 17-4PH | CA6NM Chrome Plated | V | FLASHING | N | 37,18 | AS/SVP/LS/AL/SV/JB/HW/VB | 41412
KARANPURA | NTPC | IL | 660 | DRV-5 | HPH-7A/7B ALT.DRAIN TO HPH DRAIN F/T | 6 | 273X12.7 | 323.9X12.7 | 275 | 600 | ASTM A 217 Gr. WC9 | Equal % | SS 440C | SS 440C | SS 440C | V | FLASHING | N |  | POS(SMART)WITH PT,AFR,ALR,LS,SOV,JB,HW | VSC | 73.1/285 | SS 440C
SURATGARH |  | IL | 660 | DRV-5 | HPH-7A/7B ALT.DRAIN TO HPH DRAIN F/T | 6 | 323.9X12.7 | 355.6X12.7 | 395 | 600 | ASTM A 217 Gr. WC9 | Linear | SS 440C | SS 440C | SS 440C | V | FLASHING | N | 37 , 18L | POS/AS/AL/LS/SOV/JB/HW | VSC(M) | 73.1/VACUUM/275 | SS 440C
BANHARPALLI | OPGCL | IL | 660 | DRV-5/11 | HPH-7A/7B ALT.DRAIN TO HPH DRAIN F/T | 6 | 273X12.7 | 323.9X12.7 | 175 | 600 | ASTM A 217 Gr. WC9 |  | SS 440C | SS 440C | SS 440C |  | FLASHING CAVITATION |  | VA3D | POS.(SMART),AFR,ALR,SOV,JB,HW | VSC |  | SS 440 C
BARA |  | MIL | 660 | DRV-5/11 | HPH-7A/7B ALT.DRAIN TO HPH DRAIN F/T | 6 | 273X12.7 | 323.9X12.7 | 120 | 600 | ASTM A 217 Gr. WC9 | Equal % | SS 316+ST | SS 17-4PH | CA6NM Nitrided | V | FLASHING CAVITATION | N | 37,18 | AS/SVP/AL/SV/VB/JB/HW | 91212
BARH |  | MIL | 660 | DRV-5/11 | HPH-7A/7B ALT.DRAIN TO HPH DRAIN F/T | 6 | 273X12.7 | 323.9X12.7 | 120 | 600 | ASTM A 217 Gr. WC9 | Linear | SS 440C | SS 440C | SS 440C | V | FLASHING CAVITATION | N | 37,18L | AS/SVP/LS/AL/SV/JB/HW/VB/DV | 41412
BELLARY |  | MIL | 700 | DRV-5/11 | HPH-7A/7B ALT.DRAIN TO HPH DRAIN F/T | 6 | 273X12.7 | 323.9X12.7 | 95 | 600 | ASTM A 217 Gr. WC9 | Linear | SS 440C | SS 440C | SS 440C | V | FLASHING CAVITATION | N | 67,16 | AS/SVP/LS/AL/SV/JB/HW/VB | 41413
LALITPUR |  | MIL | 660 | DRV-5/11 | HPH-7A/7B ALT.DRAIN TO HPH DRAIN F/T | 6 | 273X12.7 | 323.9X12.7 | 120 | 600 | ASTM A 217 Gr. WC9 | Linear | SS 440C | SS 440C | SS 440C | V | FLASHING CAVITATION | N | 37,18 | AS/SVP/LS/AL/SV/VB/JB/HW | 41412
MOUDA |  | MIL | 660 | DRV-5/11 | HPH-7A/7B ALT.DRAIN TO HPH DRAIN F/T | 6 | 273X12.7 | 323.9X12.7 | 105 | 600 | ASTM A 217 Gr. WC9 | Linear | SS 440C | SS 440C | SS 440C | V | FLASHING CAVITATION | N | 37 , 24 | AS/SVP/LS/AL/SV/VB/JB/HW | 41412
GADARWADA |  | MIL | 800 | DRV-14/20 | HPH-7A/7B NORMAL DRAIN TO HPH-6A/6B | 6 | 273X12.7 | 323.9X12.7 | 140 | 600 | ASTM A 217 Gr. WC9 | Equal % | SS 410 | SS 17-4PH | CA6NM Chrome Plated | IV | FLASHING | N | 38 , 15 | AS/SVP/LS/SV/JB/HW/VB | 41921
KOTHAGUDEM |  | MIL | 800 | DRV-14/20 | HPH-7A/7B NORMAL DRAIN TO HPH-6A/6B | 6 | 273X12.7 | 273X12.7 | 110 | 600 | ASTM A 217 Gr. WC9 | Equal % | SS 410 | SS 17-4PH | CA6NM Chrome Plated | IV | FLASHING | N | 38,15 | AS/SVP/LS/SV/JB/HW/VB | 41621
WANAKBORI |  | MIL | 800 | DRV-14/20 | HPH-7A/7B NORMAL DRAIN TO HPH-6A/6B | 6 | 273X12.7 | 273X12.7 | 110 | 600 | ASTM A 217 Gr. WC9 | Equal % | SS 410 | SS 17-4PH | CA6NM Chrome Plated | IV | FLASHING | N | 38,15 | AS/SVP/LS/AL/JB/HW/VB | 41621
YERMARUS |  | MIL | 800 | DRV-14/20 | HPH-7A/7B NORMAL DRAIN TO HPH-6A/6B | 6 | 273X12.7 | 273X12.7 | 140 | 600 | ASTM A 217 Gr. WC9 | Equal % | SS 410 | SS 17-4PH | CA6NM Chrome Plated | IV | FLASHING | N | 38 , 15 | AS/SVP/LS/AL/SV/JB/HW | 41921
KARANPURA | NTPC | IL | 660 | DRV-2 | HPH-7A/7B NORMAL DRAIN TO HPH-6A/6B | 6 | 273X12.7 | 273X12.7 | 175 | 600 | ASTM A 217 Gr. WC9 | Equal % | SS 17-4PH | SS 17-4PH | SS 17-4PH | IV | FLASHING | N |  | POS(SMART)WITH PT,AFR,ALR,LS,JB,HW | VSC | 73.1/245 | 17-4PH SS
SURATGARH |  | IL | 660 | DRV-2 | HPH-7A/7B NORMAL DRAIN TO HPH-6A/6B | 6 | 323.9X12.7 | 323.9X12.7 | 175 | 600 | ASTM A 217 Gr. WC9 | Linear | SS 17-4PH | SS 17-4PH | SS 17-4PH | V | FLASHING | N | 38 , 15 | POS/AS/AL/LS/SOV/JB/HW | VSC(M) | 73.1/240 | 17-4PH SS
BANHARPALLI | OPGCL | IL | 660 | DRV-2/8 | HPH-7A/7B NORMAL DRAIN TO HPH-6A/6B | 6 | 273X12.7 | 323.9X12.7 | 68 | 600 | ASTM A 217 Gr. WC9 |  | SS 17-4PH | SS 17-4PH | SS 17-4PH |  |  |  | VA5R | POS.(SMART),AFR,ALR,SOV,JB,HW | VSC |  | 17-4-PHSS
BARA |  | MIL | 660 | DRV-2/8 | HPH-7A/7B NORMAL DRAIN TO HPH-6A/6B | 6 | 273X12.7 | 323.9X12.7 | 90 | 600 | ASTM A 217 Gr. WC9 | Linear | SS 410 | SS 17-4PH | CA6NM Nitrided | IV | FLASHING | N | 38,15 | AS/SVP/AL/SV/JB/HW | 41921
BARH |  | MIL | 660 | DRV-2/8 | HPH-7A/7B NORMAL DRAIN TO HPH-6A/6B | 6 | 273X12.7 | 323.9X12.7 | 90 | 600 | ASTM A 217 Gr. WC9 | Equal % | SS 410 | SS 17-4PH | CA6NM Nitrided | IV | FLASHING | N | 38,15 | AS/SVP/LS/AL/SV/JB/HW/VB | 41921
BELLARY |  | MIL | 700 | DRV-2/8 | HPH-7A/7B NORMAL DRAIN TO HPH-6A/6B | 6 | 273X12.7 | 323.9X12.7 | 60 | 600 | ASTM A 217 Gr. WC9 | Equal % | SS 410 | SS 17-4PH | CA6NM Chrome Plated | IV | FLASHING | N | 38,15 | AS/SVP/LS/AL/SV/JB/HW/VB | 41911
LALITPUR |  | MIL | 660 | DRV-2/8 | HPH-7A/7B NORMAL DRAIN TO HPH-6A/6B | 6 | 273X12.7 | 323.9X12.7 | 140 | 600 | ASTM A 217 Gr. WC9 | Equal % | SS 410 | SS 17-4PH | CA6NM Nitrided | V | FLASHING | N | 38,18 | AS/SVP/LS/AL/SV/VB/JB/HW | 41421
MOUDA |  | MIL | 660 | DRV-2/8 | HPH-7A/7B NORMAL DRAIN TO HPH-6A/6B | 6 | 273X12.7 | 323.9X12.7 | 140 | 600 | ASTM A 217 Gr. WC9 | Equal % | SS 410 | SS 17-4PH | CA6NM Chrome Plated | IV | FLASHING | N | 38 , 15 | AS/SVP/LS/AL/SV/VB/JB/HW | 41921
KARANPURA | NTPC | IL | 660 | DRV-8 | HPH-7A/7B NORMAL DRAIN TO HPH-6A/6B | 6 | 273X12.7 | 273X12.7 | 175 | 600 | ASTM A 217 Gr. WC9 | Equal % | SS 17-4PH | SS 17-4PH | SS 17-4PH | IV | FLASHING | N |  | POS(SMART)WITH PT,AFR,ALR,LS,JB,HW | VSC | 73.1/245 | 17-4PH SS
GADARWADA |  | MIL | 800 | DRV-5/11 | HPH-8A/8B ALT DRAIN TO HP DRAIN F/T | 3 | 168.3X10.97 | 219.1X12.7 | 35 | 600 SPL | ASTM A 217 Gr. WC9 | Linear | SS 440C | SS 440C | SS 440C | V | FLASHING | N | 37 , 18L | AS/SVP/LS/SV/JB/HW/VB | 41413
KOTHAGUDEM |  | MIL | 800 | DRV-5/11 | HPH-8A/8B ALT DRAIN TO HP DRAIN F/T | 3 | 168.3X10.97 | 219.1X12.7 | 35 | 900 | ASTM A 217 Gr. WC9 | Mod% | SS 440C | SS 440C | SS 440C | V | FLASHING | N | 37,18 | AS/SVP/LS/SV/JB/HW/VB | 41433
WANAKBORI |  | MIL | 800 | DRV-5/11 | HPH-8A/8B ALT DRAIN TO HP DRAIN F/T | 3 | 168.3X7.11 | 219.1X6.35 | 35 | 900 | ASTM A 217 Gr. WC9 | Mod% | SS 440C | SS 440C | SS 440C | V | FLASHING | N | 37,18 | AS/SVP/LS/AL/JB/HW/VB | 41433
YERMARUS |  | MIL | 800 | DRV-5/11 | HPH-8A/8B ALT DRAIN TO HP DRAIN F/T | 3 | 168.3X10.97 | 219.1X12.7 | 35 | 900 | ASTM A 217 Gr. WC9 | Mod% | SS 410 | SS 17-4PH | CA6NM Chrome Plated | V | FLASHING | N | 37 , 18 | AS/SVP/LS/AL/SV/VB/JB/HW | 41433
BANHARPALLI | OPGCL | IL | 660 | DRV-56/62 | HPH-8A/8B ALT DRAIN TO HP DRAIN F/T | 3 | 168.3X14.27 | 219.1X12.7 | 83 | 900 | ASTM A 217 Gr. WC9 |  | SS 440C | SS 440C | SS 440C |  | FLASHING CAVITATION |  | VA3D | POS.(SMART),AFR,ALR,SOV,JB,HW | VSC |  | SS 440 C
BARA |  | MIL | 660 | DRV-56/62 | HPH-8A/8B ALT DRAIN TO HP DRAIN F/T | 3 | 168.3X14.27 | 219.1X12.7 | 35 | 900 | ASTM A 217 Gr. WC9 | Linear | SS 410 | SS 17-4PH | CA6NM Nitrided | V | CAVITATION FLASHING | N | 37,18L | AS/SVP/AL/SV/VB/JB/HW | 41413
BARH |  | MIL | 660 | DRV-56/62 | HPH-8A/8B ALT DRAIN TO HP DRAIN F/T | 3 | 168.3X14.27 | 219.1X12.7 | 35 | 900 | ASTM A 217 Gr. WC9 | Linear | SS 440C | SS 440C | SS 440C | V | FLASHING CAVITATION | N | 37,18 | AS/SVP/LS/AL/SV/VB/JB/HW | 41413
BELLARY |  | MIL | 700 | DRV-56/62 | HPH-8A/8B ALT DRAIN TO HP DRAIN F/T | 3 | 168.3X14.27 | 219.1X12.7 | 35 | 900 | ASTM A 217 Gr. WC9 | Linear | SS 440C | SS 440C | SS 440C | V | FLASHING CAVITATION | N | 37,18L | AS/SVP/LS/AL/SV/JB/HW/VB | 41433
KARANPURA | NTPC | IL | 660 | DRV-56/62 | HPH-8A/8B ALT DRAIN TO HP DRAIN F/T | 4 | 168.3X14.27 | 219.1X12.7 | 56 | 900 | ASTM A 217 Gr. WC9 | Equal % | SS 440C | SS 440C | SS 440C | V | FLASHING | N |  | POS(SMART)WITH PT,AFR,ALR,LS,SOV,JB,HW | VSC(HT) | 94/VACUUM/310 | SS 440C
LALITPUR |  | MIL | 660 | DRV-56/62 | HPH-8A/8B ALT DRAIN TO HP DRAIN F/T | 3 | 168.3X14.27 | 219.1X12.7 | 35 | 900 | ASTM A 217 Gr. WC9 | Linear | SS 440C | SS 440C | SS 440C | V | FLASHING CAVITATION | N | 37,18 | AS/SVP/LS/AL/SV/VB/JB/HW | 41413
LALITPUR |  | MIL | 660 | DRV-56/62 | HPH-8A/8B ALT DRAIN TO HP DRAIN F/T | 3 | 168.3X14.27 | 219.1X12.7 | 35 | 900 | ASTM A 217 Gr. WC9 | Linear | SS 440C | SS 440C | SS 440C | V | FLASHING CAVITATION | N | 37,18 | AS/SVP/LS/AL/SV/VB/JB/HW | 41413
MOUDA |  | MIL | 660 | DRV-56/62 | HPH-8A/8B ALT DRAIN TO HP DRAIN F/T | 3 | 168.3X14.27 | 219.1X12.7 | 30 | 900 | ASTM A 217 Gr. WC9 | Linear | SS 440C | SS 440C | SS 440C | V | FLASHING CAVITATION | N | 37,18L | AS/SVP/LS/AL/SV/VB/JB/HW | 41413
SURATGARH |  | IL | 660 | DRV-59 | HPH-8A/8B ALT DRAIN TO HP DRAIN F/T | 4 | 219.1X10.31 | 273X12.7 | 99 | 600 | ASTM A 217 Gr. WC9 | Linear | SS 440C | SS 440C | SS 440C | V | FLASHING | N | 38 , 15 | POS/AS/AL/LS/SOV/JB/HW | VSC | 88/VACUUM/300 | SS 440C
GADARWADA |  | MIL | 800 | DRV-2/8 | HPH-8A/8B NORMAL DRAIN TO HPH-7A/7B | 3 | 168.3X10.97 | 168.3X10.97 | 30 | 600 SPL | ASTM A 217 Gr. WC9 | Linear | SS 410 | SS 17-4PH | CA6NM Chrome Plated | IV | FLASHING | N | 38 , 15 | AS/SVP/LS/SV/JB/HW/VB | 41611
KOTHAGUDEM |  | MIL | 800 | DRV-2/8 | HPH-8A/8B NORMAL DRAIN TO HPH-7A/7B | 3 | 168.3X10.97 | 168.3X10.97 | 25 | 600 | ASTM A 217 Gr. WC9 | Linear | SS 410 | SS 17-4PH | CA6NM Chrome Plated | IV | FLASHING | N | 38,18 | AS/SVP/LS/SV/JB/HW/VB | 41111
WANAKBORI |  | MIL | 800 | DRV-2/8 | HPH-8A/8B NORMAL DRAIN TO HPH-7A/7B | 3 | 168.3X7.11 | 219.1X6.35 | 25 | 600 | ASTM A 217 Gr. WC9 | Linear | SS 410 | SS 410 | CA6NM | IV | FLASHING | N | 38,18 | AS/SVP/LS/AL/JB/HW/VB | 41111
YERMARUS |  | MIL | 800 | DRV-2/8 | HPH-8A/8B NORMAL DRAIN TO HPH-7A/7B | 3 | 168.3X10.97 | 168.3X10.97 | 30 | 900 | ASTM A 217 Gr. WC9 | Linear | SS 410 | SS 17-4PH | CA6NM Chrome Plated | IV | FLASHING | N | 38 , 15 | AS/SVP/LS/AL/SV/JB/HW | 41611
BANHARPALLI | OPGCL | IL | 660 | DRV-53/59 | HPH-8A/8B NORMAL DRAIN TO HPH-7A/7B | 3 | 168.3X14.27 | 219.1X12.7 | 44 | 600 | ASTM A 217 Gr. WC9 |  | SS 17-4PH | SS 17-4PH | SS 17-4PH |  | FLASHING |  | VA3R | POS.(SMART),AFR,ALR,SOV,JB,HW | VSC |  | 17-4-PHSS
BARA |  | MIL | 660 | DRV-53/59 | HPH-8A/8B NORMAL DRAIN TO HPH-7A/7B | 3 | 168.3X14.27 | 219.1X12.7 | 30 | 900 | ASTM A 217 Gr. WC9 | Linear | SS 410 | SS 17-4PH | CA6NM Nitrided | IV | FLASHING | N | 38,15 | AS/SVP/AL/SV/JB/HW | 41611
BARH |  | MIL | 660 | DRV-53/59 | HPH-8A/8B NORMAL DRAIN TO HPH-7A/7B | 3 | 168.3X14.27 | 219.1X12.7 | 30 | 900 | ASTM A 217 Gr. WC9 | Linear | SS 410 | SS 17-4PH | CA6NM Nitrided | IV | FLASHING | N | 38,15 | AS/SVP/LS/AL/SV/VB/JB/HW | 41611
BELLARY |  | MIL | 700 | DRV-53/59 | HPH-8A/8B NORMAL DRAIN TO HPH-7A/7B | 3 | 168.3X14.27 | 219.1X12.7 | 35 | 900 | ASTM A 217 Gr. WC9 | Linear | SS 410 | SS 17-4PH | CA6NM Chrome Plated | IV | FLASHING | N | 38,15 | AS/SVP/LS/AL/SV/JB/HW/VB | 41621
KARANPURA | NTPC | IL | 660 | DRV-53/59 | HPH-8A/8B NORMAL DRAIN TO HPH-7A/7B | 4 | 168.3X14.27 | 168.3X14.27 | 56 | 900 | ASTM A 217 Gr. WC9 | Equal % | SS 17-4PH | SS 17-4PH | SS 17-4PH | IV | FLASHING | N |  | POS(SMART)WITH PT,AFR,ALR,LS,SOV,JB,HW | VSC | 94/290 | 17-4PH SS
LALITPUR |  | MIL | 660 | DRV-53/59 | HPH-8A/8B NORMAL DRAIN TO HPH-7A/7B | 3 | 168.3X14.27 | 219.1X12.7 | 30 | 900 | ASTM A 217 Gr. WC9 | Linear | SS 410 | SS 17-4PH | CA6NM Nitrided | V | FLASHING | N | 38,18 | AS/SVP/LS/AL/SV/VB/JB/HW | 41411
MOUDA |  | MIL | 660 | DRV-53/59 | HPH-8A/8B NORMAL DRAIN TO HPH-7A/7B | 3 | 168.3X14.27 | 219.1X12.7 | 30 | 900 | ASTM A 217 Gr. WC9 | Linear | SS 410 | SS 17-4PH | CA6NM Chrome Plated | IV | FLASHING | N | 38,15 | AS/SVP/LS/AL/SV/VB/JB/HW | 41611
SURATGARH |  | IL | 660 | DRV-53/59 | HPH-8A/8B NORMAL DRAIN TO HPH-7A/7B | 4 | 219.1X10.31 | 219.1X10.31 | 68 | 600 | ASTM A 217 Gr. WC9 | Linear | SS 17-4PH | SS 17-4PH | SS 17-4PH | V | FLASHING | N | 37 , 18L | POS/AS/AL/LS/SOV/JB/HW | VSC | 88/285 | 17-4PH SS
BANHARPALLI | OPGCL | IL | 660 | DRV-37 | LPH-2 ALT. DRAIN TO LP DRAIN F/T | 12 | 323.9X9.53 | 355.6X9.53 | 1440 | 300 | ASTM A 217 Gr. WC9 |  | SS 440C | SS 440C | SS 440C |  | FLASHING CAVITATION |  | SPA2XMF | POS.(SMART),AFR,ALR,SOV,JB,HW | VSC(M) |  | SS 440 C
BARA |  | MIL | 660 | DRV-37 | LPH-2 ALT. DRAIN TO LP DRAIN F/T | 10 | 323.9X9.53 | 355.6X9.53 | 750 | 300 | ASTM A 217 Gr. WC9 | Linear | SS 410 | SS 17-4PH | CA6NM Nitrided | V | FLASHING CAVITATION | N | 37,18L | AS/SVP/AL/SV/VB/JB/HW | 41412
BARH |  | MIL | 660 | DRV-37 | LPH-2 ALT. DRAIN TO LP DRAIN F/T | 10 | 323.9X9.53 | 355.6X9.53 | 1000 | 300 | ASTM A 217 Gr. WC9 | Mod% | SS 440C | SS 440C | SS 440C | V | FLASHING CAVITATION | N | 37,18L | AS/SVP/LS/AL/SV/VB/DV/JB/HW | 41412
BELLARY |  | MIL | 700 | DRV-37 | LPH-2 ALT. DRAIN TO LP DRAIN F/T | 8 | 323.9X9.53 | 355.6X9.53 | 550 | 300 | ASTM A 217 Gr. WC9 | Linear | SS 440C | SS 440C | SS 440C | V | FLASHING CAVITATION | N | 37,18L | AS/SVP/LS/AL/SV/JB/HW/VB | 41412
KARANPURA | NTPC | IL | 660 | DRV-37 | LPH-2 ALT. DRAIN TO LP DRAIN F/T | 8 | 323.9X9.53 | 355.6X9.53 | 640 | 300 | ASTM A 217 Gr. WC9 | Linear | SS 440C | SS 440C | SS 440C | V | FLASHING | N |  | POS(SMART)WITH PT,AFR,ALR,LS,SOV,JB,HW | VSC | 7/VACUUM/115 | SS 440C
LALITPUR |  | MIL | 660 | DRV-37 | LPH-2 ALT. DRAIN TO LP DRAIN F/T | 12 | 323.9X9.53 | 355.6X9.53 | 580 | 300 | ASTM A 217 Gr. WC9 | ON-OFF | SS 440C | SS 440C | SS 440C | V | FLASHING CAVITATION | N | 37,18 | AS/SVP/LS/AL/SV/VB/JB/HW | 41412
MOUDA |  | MIL | 660 | DRV-37 | LPH-2 ALT. DRAIN TO LP DRAIN F/T | 10 | 323.9X6.35 | 355.6X9.53 | 900 | 300 | ASTM A 217 Gr. WC9 | Linear | SS 440C | SS 440C | SS 440C | V | FLASHING CAVITATION | N | 37,18L | AS/SVP/LS/AL/SV/VB/JB/HW | 41412
SURATGARH |  | IL | 660 | DRV-37 | LPH-2 ALT. DRAIN TO LP DRAIN F/T | 8 | 323.9X9.53 | 355.6X9.53 | 640 | 300 | ASTM A 217 Gr. WC9 | Linear | SS 440C | SS 440C | SS 440C | V | FLASHING CAVITATION | N | 38 , 15 | POS/AS/AL/LS/SOV/JB/HW | VSC | 7/VACUUM/105 | SS 440C
BANHARPALLI | OPGCL | IL | 660 | DRV-34 | LPH-2 NORMAL DRAIN TO LPH-1 | 8 | 323.9X9.53 | 323.9X9.53 | 640 | 300 | ASTM A 217 Gr. WC9 |  | SS 17-4PH | SS 17-4PH | SS 17-4PH |  | FLASHING |  | VA4R | POS.(SMART),AFR,ALR,SOV,JB,HW | VSC |  | 17-4-PHSS
BARA |  | MIL | 660 | DRV-34 | LPH-2 NORMAL DRAIN TO LPH-1 | 10 | 323.9X9.53 | 355.6X9.53 | 1000 | 300 | ASTM A 217 Gr. WC9 | Linear | SS 410 | SS 17-4PH | CA6NM Nitrided | IV | FLASHING | N | 38,18 | AS/SVP/AL/SV/VB/JB/HW | 41611
BARH |  | MIL | 660 | DRV-34 | LPH-2 NORMAL DRAIN TO LPH-1 | 10 | 323.9X9.53 | 355.6X9.53 | 1000 | 300 | ASTM A 217 Gr. WC9 | Linear | SS 410 | SS 17-4PH | CA6NM Nitrided | IV | FLASHING | N | 38,18 | AS/SVP/LS/AL/SV/VB/JB/HW | 41611
BELLARY |  | MIL | 700 | DRV-34 | LPH-2 NORMAL DRAIN TO LPH-1 | 8 | 323.9X9.53 | 355.6X9.53 | 640 | 300 | ASTM A 217 Gr. WC9 | Linear | SS 410 | SS 410 | CA6NM | IV | FLASHING | N | 38,18 | AS/SVP/LS/AL/SV/JB/HW/VB | 41731
KARANPURA | NTPC | IL | 660 | DRV-34 | LPH-2 NORMAL DRAIN TO LPH-1 | 8 | 323.9X9.53 | 355.6X9.53 | 640 | 300 | ASTM A 217 Gr. WC9 | Equal % | SS 17-4PH | SS 17-4PH | SS 17-4PH | IV | FLASHING | N |  | POS(SMART)WITH PT,AFR,ALR,LS,SOV,JB,HW | VSC | 7/VACUUM/95 | 17-4PH SS
LALITPUR |  | MIL | 660 | DRV-34 | LPH-2 NORMAL DRAIN TO LPH-1 | 8 | 323.9X9.53 | 355.6X9.53 | 500 | 300 | ASTM A 217 Gr. WC9 | Linear | SS 410 | SS 17-4PH | CA6NM Nitrided | V | FLASHING | N | 38,18 | AS/SVP/LS/AL/SV/VB/JB/HW | 41411
MOUDA |  | MIL | 660 | DRV-34 | LPH-2 NORMAL DRAIN TO LPH-1 | 10 | 323.9X6.35 | 355.6X9.53 | 1000 | 300 | ASTM A 217 Gr. WC9 | Linear | SS 410 | SS 17-4PH | CA6NM Chrome Plated | IV | FLASHING | N | 38,18 | AS/SVP/LS/AL/SV/VB/JB/HW | 41611
SURATGARH |  | IL | 660 | DRV-34 | LPH-2 NORMAL DRAIN TO LPH-1 | 10 | 323.9X9.53 | 355.6X9.53 | 600 | 300 | ASTM A 217 Gr. WC9 | Mod Linear | SS 17-4PH | SS 17-4PH | SS 17-4PH | V | FLASHING | N | 38 , 15 | POS/AS/AL/LS/SOV/JB/HW | VSN | 7/VACUUM/85 | 17-4PH SS
GADARWADA |  | MIL | 800 | DRV-81 | LPH-2A&2B ALT. DRAIN TO F/T-B | 4 | 219.1X6.35 | 219.1X6.35 | 195 | 300 | ASTM A 217 Gr. WC9 | Equal % | SS 410 | SS 410 | CA6NM | V | FLASHING | N | 37 , 15 | AS/SVP/LS/SV/JB/HW/VB | 41721
KOTHAGUDEM |  | MIL | 800 | DRV-81 | LPH-2A&2B ALT. DRAIN TO F/T-B | 8 | 219X6.35 | 219X6.35 | 575 | 300 | ASTM A 217 Gr. WC9 | Equal % | SS 440C | SS 440C | CA6NM Chrome Plated | V | FLASHING | N | 37,18L | AS/SVP/LS/SV/JB/HW/VB | 41421
WANAKBORI |  | MIL | 800 | DRV-81 | LPH-2A&2B ALT. DRAIN TO F/T-B | 8 | 168.3X10.97 | 168.3X10.97 | 400 | 300 | ASTM A 217 Gr. WC9 | Equal % | SS 410 | SS 17-4PH | CA6NM Chrome Plated | IV | FLASHING | N | 37,18 | AS/SVP/LS/AL/JB/HW/VB | 41421
YERMARUS |  | MIL | 800 | DRV-81 | LPH-2A&2B ALT. DRAIN TO F/T-B | 6 | 219.1X6.35 | 219.1X6.35 | 400 | 300 | ASTM A 217 Gr. WC9 | Linear | SS 410 | SS 410 | CA6NM | V | FLASHING | N | 37,18 | AS/SVP/LS/AL/SV/VB/JB/HW | 41711
KOTHAGUDEM |  | MIL | 800 | DRV-78 | LPH-2A&2B NORMAL DRAIN TO DC-1 | 8 | 219X6.35 | 219X6.35 | 575 | 300 | ASTM A 217 Gr. WC9 | Equal % | SS 440C | SS 440C | CA6NM Chrome Plated | V | FLASHING | N | 38,18 | AS/SVP/LS/SV/JB/HW/VB | 41421
WANAKBORI |  | MIL | 800 | DRV-78 | LPH-2A&2B NORMAL DRAIN TO DC-1 | 8 | 219.1X6.35 | 323.9X9.53 | 400 | 300 | ASTM A 217 Gr. WC9 | Equal % | SS 440C | SS 440C | SS 440C | V | FLASHING | N | 38,18 | AS/SVP/LS/AL/JB/HW/VB | 41421
YERMARUS |  | MIL | 800 | DRV-78 | LPH-2A&2B NORMAL DRAIN TO DC-1 | 8 | 219.1X6.35 | 219.1X6.35 | 415 | 300 | ASTM A 217 Gr. WC9 | Linear | SS 410 | SS 410 | CA6NM | IV | FLASHING | N | 38,18 | AS/SVP/LS/AL/SV/VB/JB/HW | 41711
BANHARPALLI | OPGCL | IL | 660 | DRV-31 | LPH-3 ALT. DRAIN TO F/T | 8 | 273X6.35 | 323.9X9.53 | 640 | 300 | ASTM A 217 Gr. WC9 |  | SS 440C | SS 440C | SS 440C |  | FLASHING CAVITATION |  | VA4D | POS.(SMART),AFR,ALR,SOV,JB,HW | VSC |  | SS 440 C
BARA |  | MIL | 660 | DRV-31 | LPH-3 ALT. DRAIN TO F/T | 8 | 273X6.35 | 323X9.53 | 500 | 300 | ASTM A 217 Gr. WC9 | Linear | SS 410 | SS 17-4PH | CA6NM Nitrided | V | FLASHING CAVITATION | N | 37,18L | AS/SVP/AL/SV/VB/JB/HW | 41412
BARH |  | MIL | 660 | DRV-31 | LPH-3 ALT. DRAIN TO F/T | 8 | 273X6.35 | 323X9.53 | 500 | 300 | ASTM A 217 Gr. WC9 | Linear | SS 440C | SS 440C | SS 440C | V | FLASHING CAVITATION | N | 37,18L | AS/SVP/LS/AL/SV/JB/HW/VB/DV | 41412
BELLARY |  | MIL | 700 | DRV-31 | LPH-3 ALT. DRAIN TO F/T | 8 | 273X6.35 | 323.9X9.53 | 400 | 300 | ASTM A 217 Gr. WC9 | Linear | SS 440C | SS 440C | SS 440C | V | FLASHING CAVITATION | N | 37,18L | AS/SVP/LS/AL/SV/JB/HW/VB | 41432
KARANPURA | NTPC | IL | 660 | DRV-31 | LPH-3 ALT. DRAIN TO F/T | 6 | 273X6.35 | 323.9X9.53 | 395 | 300 | ASTM A 217 Gr. WC9 | Linear | SS 440C | SS 440C | SS 440C | V | FLASHING | N |  | POS(SMART)WITH PT,AFR,ALR,LS,SOV,JB,HW | VSC | 7/VACUUM/145 | SS 440C
LALITPUR |  | MIL | 660 | DRV-31 | LPH-3 ALT. DRAIN TO F/T | 10 | 273X6.35 | 323.9X9.53 | 1000 | 300 | ASTM A 217 Gr. WC9 | Linear | SS 440C | SS 440C | SS 440C | V | FLASHING CAVITATION | N | 37,18 | AS/SVP/LS/AL/SV/VB/JB/HW | 41412
MOUDA |  | MIL | 660 | DRV-31 | LPH-3 ALT. DRAIN TO F/T | 8 | 273X6.35 | 323.9X9.53 | 500 | 300 | ASTM A 217 Gr. WC9 | Linear | SS 440C | SS 440C | SS 440C | V | FLASHING CAVITATION | Y | 37,18L | AS/SVP/LS/AL/SV/VB/JB/HW | 41412
SURATGARH |  | IL | 660 | DRV-31 | LPH-3 ALT. DRAIN TO F/T | 6 | 273X6.35 | 323.9X9.53 | 395 | 300 | ASTM A 217 Gr. WC9 | Linear | SS 440C | SS 440C | SS 440C | V | FLASHING | N | 37 , 18 | POS/AS/AL/LS/SOV/JB/HW | VSC(M) | 7/VACUUM/130 | SS 440C
GADARWADA |  | MIL | 800 | DRV-58 | LPH-3 ALT. DRAIN TO F/T | 8 | 273X6.35 | 323.9X9.53 | 575 | 300 | ASTM A 217 Gr. WC9 | Equal % | SS 440C | SS 440C | SS 440C | V | FLASHING | N | 37 , 18L | AS/SVP/LS/SV/JB/HW/VB | 41421
KOTHAGUDEM |  | MIL | 800 | DRV-58 | LPH-3 ALT. DRAIN TO F/T | 8 | 273X6.35 | 323.9X9.53 | 575 | 300 | ASTM A 217 Gr. WC9 | Equal % | SS 410 | SS 17-4PH | CA6NM Chrome Plated | V | FLASHING | N | 37,18L | AS/SVP/LS/SV/JB/HW/VB | 41421
WANAKBORI |  | MIL | 800 | DRV-58 | LPH-3 ALT. DRAIN TO F/T | 10 | 273X6.35 | 323.9X9.53 | 900 | 300 | ASTM A 217 Gr. WC9 | Equal % | SS 440C | SS 440C | SS 440C | V | FLASHING | N | 37,18 | AS/SVP/LS/AL/JB/HW/VB | 41421
YERMARUS |  | MIL | 800 | DRV-58 | LPH-3 ALT. DRAIN TO F/T | 8 | 273X6.35 | 323.9X9.53 | 900 | 300 | ASTM A 217 Gr. WC9 | Equal % | SS 410 | SS 17-4PH | CA6NM Chrome Plated | V | FLASHING | N | 37 , 18 | AS/SVP/LS/AL/SV/VP/JB/HW | 41421
BANHARPALLI | OPGCL | IL | 660 | DRV-28 | LPH-3 NORMAL DRAIN TO LPH-2 | 6 | 273X6.35 | 323.9X9.53 | 315 | 300 | ASTM A 217 Gr. WC9 |  | SS 17-4PH | SS 17-4PH | SS 17-4PH |  | FLASHING |  | VA3R | POS.(SMART),AFR,ALR,SOV,JB,HW | VSC |  | 17-4-PHSS
BARA |  | MIL | 660 | DRV-28 | LPH-3 NORMAL DRAIN TO LPH-2 | 8 | 273X6.35 | 323.9X9.53 | 640 | 300 | ASTM A 217 Gr. WC9 | Linear | SS 410 | SS 17-4PH | CA6NM Nitrided | IV | FLASHING | N | 38,18 | AS/SVP/AL/SV/VB/JB/HW | 41611
BARH |  | MIL | 660 | DRV-28 | LPH-3 NORMAL DRAIN TO LPH-2 | 6 | 273X6.35 | 323.9X9.53 | 400 | 300 | ASTM A 217 Gr. WC9 | Linear | SS 410 | SS 410 | CA6NM | IV | FLASHING | N | 38,18 | AS/SVP/LS/AL/SV/VB/JB/HW | 41711
BELLARY |  | MIL | 700 | DRV-28 | LPH-3 NORMAL DRAIN TO LPH-2 | 6 | 273X6.35 | 323.9X9.53 | 400 | 300 | ASTM A 217 Gr. WC9 | Linear | SS 410 | SS 410 | CA6NM | IV | FLASHING | N | 38,18 | AS/SVP/LS/AL/SV/JB/HW/VB | 41731
KARANPURA | NTPC | IL | 660 | DRV-28 | LPH-3 NORMAL DRAIN TO LPH-2 | 6 | 273X6.35 | 323.9X9.53 | 275 | 300 | ASTM A 217 Gr. WC9 | Linear | SS 17-4PH | SS 17-4PH | SS 17-4PH | IV | FLASHING | N |  | POS(SMART)WITH PT,AFR,ALR,LS,SOV,JB,HW | VSC | 7/VACUUM/130 | 17-4PH SS
LALITPUR |  | MIL | 660 | DRV-28 | LPH-3 NORMAL DRAIN TO LPH-2 | 6 | 273X6.35 | 323.9X9.53 | 400 | 300 | ASTM A 217 Gr. WC9 | Linear | SS 410 | SS 410 | CA6NM | V | FLASHING | N | 38,18 | AS/SVP/LS/AL/SV/VB/JB/HW | 41711
MOUDA |  | MIL | 660 | DRV-28 | LPH-3 NORMAL DRAIN TO LPH-2 | 8 | 273X6.35 | 323.9X9.53 | 415 | 300 | ASTM A 217 Gr. WC9 | Linear | SS 410 | SS 410 | CA6NM | IV | FLASHING | N | 38,18 | AS/SVP/LS/AL/SV/VB/JB/HW | 41711
SURATGARH |  | IL | 660 | DRV-28 | LPH-3 NORMAL DRAIN TO LPH-2 | 6 | 273X6.35 | 323.9X9.53 | 395 | 300 | ASTM A 217 Gr. WC9 | Linear | SS 17-4PH | SS 17-4PH | SS 17-4PH | V | FLASHING | N | 37 , 18L | POS/AS/AL/LS/SOV/JB/HW | VSC(M) | 7/VACUUM/110 | 17-4PH SS
KOTHAGUDEM |  | MIL | 800 | DRV-43 | LPH-4 ALT. DRAIN TO F/T | 4 | 168.3X7.11 | 219.1X6.35 | 195 | 300 | ASTM A 217 Gr. WC9 | Linear | SS 440C | SS 440C | CA6NM | V | FLASHING | N | 37,15 | AS/SVP/LS/SV/JB/HW/VB | 41711
WANAKBORI |  | MIL | 800 | DRV-43 | LPH-4 ALT. DRAIN TO F/T | 6 | 168.3X3.4 | 168.3X3.4 | 208 | 300 | ASTM A 217 Gr. WC9 | Linear | SS 316+ST | SS 17-4PH | CF8M Chrome Plated | V |  | N | 37,15 | AS/SVP/LS/AL/JB/HW/VB | 41711
GADARWADA |  | MIL | 800 | DRV-43 | LPH-4 ALT. DRAIN TO F/T | 6 | 219.1X6.35 | 273X6.35 | 275 | 300 | ASTM A 217 Gr. WC9 | Linear | SS 440C | SS 440C | SS 440C | V | FLASHING | N | 37 , 18 | AS/SVP/LS/SV/JB/HW/VB | 41711
YERMARUS |  | MIL | 800 | DRV-43 | LPH-4 ALT. DRAIN TO F/T | 6 | 219.1X6.35 | 273X6.35 | 400 | 300 | ASTM A 217 Gr. WC9 | Linear | SS 410 | SS 410 | CA6NM | V | FLASHING | N | 37,18 | AS/SVP/LS/AL/SV/JB/HW/VB | 41711
BANHARPALLI | OPGCL | IL | 660 | DRV-68 | LPH-4 ALT. DRAIN TO F/T | 6 | 168.3X7.11 | 219.1X8.18 | 395 | 300 | ASTM A 217 Gr. WC9 |  | SS 440C | SS 440C | SS 440C |  | FLASHING CAVITATION |  | VA3D | POS.(SMART),AFR,ALR,SOV,JB,HW | VSC |  | SS 440 C
BARA |  | MIL | 660 | DRV-68 | LPH-4 ALT. DRAIN TO F/T | 6 | 168.3X7.11 | 219.1X8.18 | 300 | 300 | ASTM A 217 Gr. WC9 | Linear | SS 410 | CA6NM Nitrided | CA6NM Nitrided | IV | FLASHING CAVITATION | N | 37,18 | AS/SVP/AL/SV/JB/HW | 41412
BARH |  | MIL | 660 | DRV-68 | LPH-4 ALT. DRAIN TO F/T | 6 | 168.3X7.11 | 219.1X8.18 | 300 | 300 | ASTM A 217 Gr. WC9 | Linear | SS 440C | SS 440C | SS 440C | V | FLASHING CAVITATION | N | 37,18 | AS/SVP/LS/AL/SV/VB/JB/HW | 41412
BELLARY |  | MIL | 700 | DRV-68 | LPH-4 ALT. DRAIN TO F/T | 6 | 168.3X7.11 | 219.1X8.18 | 210 | 300 | ASTM A 217 Gr. WC9 | Linear | SS 440C | SS 440C | SS 440C | V | FLASHING CAVITATION | N | 37,18 | AS/SVP/LS/AL/SV/JB/HW/VB | 41432
KARANPURA | NTPC | IL | 660 | DRV-68 | LPH-4 ALT. DRAIN TO F/T | 4 | 168.3X7.11 | 219.1X8.18 | 175 | 300 | ASTM A 217 Gr. WC9 | Linear | SS 440C | SS 440C | SS 440C | V | FLASHING | N |  | POS(SMART)WITH PT,AFR,ALR,LS,SOV,JB,HW | VSC | 7/VACUUM/180 | SS 440C
LALITPUR |  | MIL | 660 | DRV-68 | LPH-4 ALT. DRAIN TO F/T | 6 | 168.3X7.11 | 219.1X8.18 | 210 | 300 | ASTM A 217 Gr. WC9 | Linear | SS 440C | SS 440C | SS 440C | V | FLASHING CAVITATION | N | 37,18 | AS/SVP/LS/AL/SV/VB/JB/HW | 41412
MOUDA |  | MIL | 660 | DRV-68 | LPH-4 ALT. DRAIN TO F/T | 6 | 168.3X7.11 | 219.1X8.18 | 255 | 300 | ASTM A 217 Gr. WC9 | Linear | SS 440C | SS 440C | SS 440C | V | FLASHING CAVITATION | N | 37,18 | AS/SVP/LS/AL/SV/VB/JB/HW | 41412
SURATGARH |  | IL | 660 | DRV-68 | LPH-4 ALT. DRAIN TO F/T | 6 | 168.3X7.11 | 219.1X8.18 | 275 | 300 | ASTM A 217 Gr. WC9 | Linear | SS 440C | SS 440C | SS 440C | V | FLASHING | N | 37 , 15 | POS/AS/AL/LS/SOV/JB/HW | VSC | 7/VACUUM/165 | SS 440C
GADARWADA |  | MIL | 800 | DRV-40 | LPH-4 NORMAL DRAIN TO LPH-3 | 4 | 219.1X6.35 | 273X6.35 | 140 | 300 | ASTM A 217 Gr. WC9 | Equal % | SS 410 | SS 17-4PH | CA6NM Chrome Plated | IV | FLASHING | N | 38 , 15 | AS/SVP/LS/SV/JB/HW/VB | 41621
KOTHAGUDEM |  | MIL | 800 | DRV-40 | LPH-4 NORMAL DRAIN TO LPH-3 | 3 | 168.3X7.11 | 219.1X6.35 | 110 | 300 | ASTM A 217 Gr. WC9 | Equal % | SS 440C | SS 440C | CA6NM | IV | FLASHING | N | 38,13 | AS/SVP/LS/SV/JB/HW/VB | 41721
WANAKBORI |  | MIL | 800 | DRV-40 | LPH-4 NORMAL DRAIN TO LPH-3 | 3 | 114.3X3.05 | 114.3X3.05 | 110 | 300 | ASTM A 217 Gr. WC9 | Equal % | SS 316 | SS 316 | SS 316 | V |  | N | 38,13 | AS/SVP/LS/AL/JB/HW/VB | 41721
YERMARUS |  | MIL | 800 | DRV-40 | LPH-4 NORMAL DRAIN TO LPH-3 | 3 | 168.3X7.11 | 219.1X6.35 | 110 | 300 | ASTM A 217 Gr. WC9 | Linear | SS 410 | SS 410 | CA6NM | IV | FLASHING | N | 38,13 | AS/SVP/LS/SV/JB/HW/AL | 41711
BANHARPALLI | OPGCL | IL | 660 | DRV-65 | LPH-4 NORMAL DRAIN TO LPH-3 | 3 | 168.3X7.11 | 219.1X8.18 | 99 | 300 | ASTM A 217 Gr. WC9 |  | SS 17-4PH | SS 17-4PH | SS 17-4PH |  | FLASHING |  | VA2R | POS.(SMART),AFR,ALR,SOV,JB,HW | VSC |  | 17-4-PHSS
BARA |  | MIL | 660 | DRV-65 | LPH-4 NORMAL DRAIN TO LPH-3 | 3 | 168.3X7.11 | 219.1X8.18 | 110 | 300 | ASTM A 217 Gr. WC9 | Linear | SS 410 | SS 410 | CA6NM | IV | FLASHING | N | 38,13 | AS/SVP/AL/SV/JB/HW | 41711
BARH |  | MIL | 660 | DRV-65 | LPH-4 NORMAL DRAIN TO LPH-3 | 3 | 168.3X7.11 | 219.1X8.18 | 110 | 300 | ASTM A 217 Gr. WC9 | Linear | SS 410 | SS 410 | CA6NM | IV | FLASHING | N | 38,13 | AS/SVP/LS/AL/SV/JB/HW | 41711
BELLARY |  | MIL | 700 | DRV-65 | LPH-4 NORMAL DRAIN TO LPH-3 | 4 | 168.3X7.11 | 219.1X8.18 | 110 | 300 | ASTM A 217 Gr. WC9 | Linear | SS 410 | SS 410 | CA6NM | IV | FLASHING | N | 38,13 | AS/SVP/LS/AL/SV/JB/HW/VB | 41711
KARANPURA | NTPC | IL | 660 | DRV-65 | LPH-4 NORMAL DRAIN TO LPH-3 | 3 | 168.3X7.11 | 219.1X8.18 | 99 | 300 | ASTM A 217 Gr. WC9 | Equal % | SS 17-4PH | SS 17-4PH | SS 17-4PH | IV | FLASHING | N |  | POS(SMART)WITH PT,AFR,ALR,LS,SOV,JB,HW | VSC | 7/VACUUM/150 | 17-4PH SS
LALITPUR |  | MIL | 660 | DRV-65 | LPH-4 NORMAL DRAIN TO LPH-3 | 3 | 168.3X7.11 | 219.1X8.18 | 110 | 300 | ASTM A 217 Gr. WC9 | Linear | SS 410 | SS 410 | CA6NM | V | FLASHING | N | 38,15 | AS/SVP/LS/AL/SV/VB/JB/HW | 41711
MOUDA |  | MIL | 660 | DRV-65 | LPH-4 NORMAL DRAIN TO LPH-3 | 3 | 168.3X7.11 | 219.1X8.18 | 110 | 300 | ASTM A 217 Gr. WC9 | Linear | SS 410 | SS 410 | CA6NM | IV | FLASHING | N | 38,13 | AS/SVP/LS/AL/SV/VB/JB/HW | 41711
SURATGARH |  | IL | 660 | DRV-65 | LPH-4 NORMAL DRAIN TO LPH-3 | 3 | 168.3X7.11 | 219.1X8.18 | 99 | 300 | ASTM A 217 Gr. WC9 | Linear | SS 17-4PH | SS 17-4PH | SS 17-4PH | V | FLASHING | N | 37 , 18 | POS/AS/AL/LS/SOV/JB/HW | VSC | 7/VACUUM/135 | 17-4PH SS
BANHARPALLI | OPGCL | IL | 660 | CDV-22/25 | MAIN COND CONTROL | 14 | 457X12.7 | 457X12.7 | 1560 | 300 | ASTM A 216 Gr. WCC |  | SS 316+ST | SS 316 + ST | SS 316 + ST |  | HIGH DP |  | SPA2MF | POS.(SMART),AFR,ALR,JB,HW | VSC |  | SS316+ST
BARA |  | MIL | 660 | CDV-22/25 | MAIN COND CONTROL | 12 | 457X12.7 | 457X12.7 | 1500 | 300 | ASTM A 216 Gr. WCC | Mod% | SS 410 | SS 17-4PH | CA6NM Nitrided | IV | HIGH DP | N | 38,24 | AS/SVP/AL/JB/HW/VB | 41631
BARH |  | MIL | 660 | CDV-22/25 | MAIN COND CONTROL | 14 | 457X12.7 | 457X12.7 | 1600 | 300 | ASTM A 216 Gr. WCC | Equal % | SS 410 | SS 17-4PH | CA6NM Nitrided | IV | HIGH DP | N | 38,24 | AS/SVP/LS/AL/JB/HW/VB /DV | 41621
BELLARY |  | MIL | 700 | CDV-22/25 | MAIN COND CONTROL | 14 | 457X12.7 | 457X12.7 | 1600 | 300 | ASTM A 216 Gr. WCC | Equal % | SS 410 | SS 17-4PH | CA6NM Chrome Plated | IV | HIGH DP | N | 38,24 | AS/SVP/LS/AL/SV/JB/HW/VB | 41621
GADARWADA |  | MIL | 800 | CDV-22/25 | MAIN COND CONTROL | 14 | 457X12.7 | 457X12.7 | 1600 | 300 | ASTM A 216 Gr. WCC | Equal % | SS 410 | SS 17-4PH | CA6NM Chrome Plated | IV | HIGH DP | N | 38 , 24 | AS/SVP/LS/AL/JB/HW/VB | 41621
KARANPURA | NTPC | IL | 660 | CDV-22/25 | MAIN COND CONTROL | 14 | 475X12.7 | 475X12.7 | 1960 | 300 SPL | ASTM A 216 Gr. WCC | Equal % | SS 316+ST | SS 316 + ST | SS 316 + ST | IV | HIGH DP | N |  | POS(SMART)WITH PT,AFR,ALR,LS,JB,HW | VSC(M) | 49/75 | SS 316 + ST
KOTHAGUDEM |  | MIL | 800 | CDV-22/25 | MAIN COND CONTROL | 14 | 457X12.7 | 457X12.7 | 1960 | 300 | ASTM A 216 Gr. WCC | Equal % | SS 410 | SS 17-4PH | CA6NM Chrome Plated | V | HIGH DP | N | 68,16 | AS/SVP/LS/AL/SV/JB/HW/VB | 41421
LALITPUR |  | MIL | 660 | CDV-22/25 | MAIN COND CONTROL | 12 | 457X12.7 | 457X12.7 | 1500 | 300 | ASTM A 216 Gr. WCC | Mod% | SS 410 | SS 17-4PH | CA6NM Nitrided | V | HIGH DP | N | 68,16 | AS/SVP/LS/AL/JB/HW/VB | 41331
MOUDA |  | MIL | 660 | CDV-22/25 | MAIN COND CONTROL | 14 | 457X12.7 | 457X12.7 | 1600 | 300 | ASTM A 216 Gr. WCC | Equal % | SS 410 | SS 17-4PH | CA6NM Chrome Plated | IV | HIGH DP | N | 38,24 | AS/SVP/LS/AL/VB/JB/HW | 41621
SURATGARH |  | IL | 660 | CDV-22/25 | MAIN COND CONTROL | 14 | 457X12.7 | 457X12.7 | 1960 | 300 | ASTM A 216 Gr. WCC | Equal % | SS 316+ST | SS 316 + ST | SS 316 + ST | V | HIGH DP CAVITATION | N | 38 , 24 | POS/AS/AL/LS/SOV/JB/HW | VSC(M) | 45/55 | SS 316 + ST
WANAKBORI |  | MIL | 800 | CDV-22/25 | MAIN COND CONTROL | 14 | 457X12.7 | 457X12.7 | 1600 | 300 | ASTM A 216 Gr. WCC | Equal % | SS 410 | SS 17-4PH | CA6NM Chrome Plated | IV | HIGH DP | N | 68,16 | AS SVP/LS/AL/VB/JB/HW | 41621
YERMARUS |  | MIL | 800 | CDV-22/25 | MAIN COND CONTROL | 14 | 457X12.7 | 457X12.7 | 1600 | 300 | ASTM A 216 Gr. WCC | Equal % | SS 410 | SS 17-4PH | CA6NM Chrome Plated | IV | HIGH DP | N | 38 , 24 | AS/SVP/LS/AL/JB/HW/VB | 41621

## combine 2 (hidden)
PROJECT | CUSTOMER | VENDOR | RATING | TAG NO | SERVICE | VALVE SIZE (Inch) | PIPE INLET | PIPE OUTLET | Cv | VALVE RATING (ASME) | BODY MATERIAL | TRIM TYPE | TRIM MATERIAL SEAT | TRIM MATERIAL PLUG | TRIM MATERIAL CAGE | LEAKAGE | VALVE TYPE | IBR | ACTUATOR | ACCESSORIES | VALVE MODEL | PR/TEMP | TRIM MATERIAL GUIDE BUSH
KARANPURA | NTPC | IL | 660 | CDV-10 | CEP A/B/C MIN. RECIRCULATION | 6 | 219.1X8.18 | 219.1X8.18 | 110 | 300 | ASTM A 217 Gr. WC9 | Mod Equal % | SS 17-4PH | SS 17-4PH | SS 17-4PH | V | HIGH DP CAVITATION | N |  | POS(SMART)WITH PT,AFR,ALR,LS,JB,HW | VHD(A) | 49/VACUUM/75 | 17-4PH SS
BANHARPALLI | OPGCL | IL | 660 | CDV-10/12/14 | CEP A/B/C MIN. RECIRCULATION | 6 | 219.1X8.18 | 219.1X8.18 | 90 | 300 | ASTM A 217 Gr. WC9 |  | SS 17-4PH | SS 17-4PH | SS 17-4PH |  | HIGH DP CAVITATION |  | VA4D | POS.(SMART),AFR,ALR,JB,HW | VHD (A) |  | 17-4-PHSS
BARA |  | MIL | 660 | CDV-10/12/14 | CEP A/B/C MIN. RECIRCULATION | 6 | 219.1X8.18 | 219.1X8.18 | 90 | 300 | ASTM A 217 Gr. WC9 | Mod% | SS 17-4PH | SS 17-4PH | CA6NM Nitrided | V | HIGH DP CAVITATION | N | 37,18L | AS/SVP/AL/JB/HW/VB | 91222
BARH |  | MIL | 660 | CDV-10/12/14 | CEP A/B/C MIN. RECIRCULATION | 6 | 219.1X8.18 | 219.1X8.18 | 95 | 300 | ASTM A 217 Gr. WC9 | Mod Linear | SS 17-4PH | SS 17-4PH | CA6NM Nitrided | V | HIGH DP CAVITATION | N | 37,18 | AS/SVP/LS/AL/VB/JB/HW | 71433
BELLARY |  | MIL | 700 | CDV-10/12/14 | CEP A/B/C MIN. RECIRCULATION | 6 | 219.1X8.18 | 219.1X8.18 | 95 | 300 | ASTM A 217 Gr. WC9 | Mod Linear | SS 17-4PH | SS 17-4PH | CA6NM Chrome Plated | V | HIGH DP CAVITATION | N | 37,18L | AS/SVP/LS/AL/SV/JB/HW/VB | 71433
GADARWADA |  | MIL | 800 | CDV-10/12/14 | CEP A/B/C MIN. RECIRCULATION | 6 | 219.1X8.18 | 219.1X8.18 | 95 | 300 | ASTM A 217 Gr. WC9 | Mod Linear | SS 17-4PH | SS 17-4PH | CA6NM Chrome Plated | V | HIGH DP CAVITATION | N | 37 , 18L | AS/SVP/LS/AL/JB/HW/VB | 71433
LALITPUR |  | MIL | 660 | CDV-10/12/14 | CEP A/B/C MIN. RECIRCULATION | 6 | 219.1X8.18 | 219.1X8.18 | 95 | 300 | ASTM A 217 Gr. WC9 | Mod Linear | SS 17-4PH | SS 17-4PH | CA6NM Nitrided | V | HIGH DP CAVITATION | N | 37,18 | AS/SVP/LS/AL/JB/HW/VB | 41433
MOUDA |  | MIL | 660 | CDV-10/12/14 | CEP A/B/C MIN. RECIRCULATION | 6 | 219.1X8.18 | 219.1X8.18 | 95 | 300 | ASTM A 217 Gr. WC9 | Mod Linear | SS 17-4PH | SS 17-4PH | CA6NM Chrome Plated | V | HIGH DP CAVITATION | N | 37,18L | AS/SVP/LS/AL/VB/JB/HW | 71433
YERMARUS |  | MIL | 800 | CDV-10/12/14 | CEP A/B/C MIN. RECIRCULATION | 6 | 219.1X8.18 | 219.1X8.18 | 95 | 300 | ASTM A 217 Gr. WC9 | Mod Linear | SS 17-4PH | SS 17-4PH | CA6NM Chrome Plated | V | HIGH DP CAVITATION | N | 37,18 | AS/SVP/LS/AL/VB/JB/HW | 71433
BANHARPALLI | OPGCL | IL | 660 | CDV-72 | COND FOR VALVE GLAND SEALING | 1 | 60.3X5.54 | 60.3X5.54 | 1.6 | 300 | ASTM A 217 Gr. WC9 |  | SS 17-4PH | SS 17-4PH | SS 17-4PH |  | HIGH DP |  | VA1D | POS.(SMART),AFR,ALR,JB,HW | VLS(CAS) |  | 17-4-PHSS
BARA |  | MIL | 660 | CDV-72 | COND FOR VALVE GLAND SEALING | 1 | 60.3X5.54 | 60.3X5.54 | 1.7 | 300 | ASTM A 217 Gr. WC9 | Linear ON/OFF | SS 17-4PH | SS 17-4PH | CA6NM Nitrided | V | HIGH DP | N | 37,11 | AS/SVP/AL/JB/HW | 41112
BARH |  | MIL | 660 | CDV-72 | COND FOR VALVE GLAND SEALING | 1 | 60.3X5.54 | 60.3X5.54 | 1.7 | 300 | ASTM A 217 Gr. WC9 | Linear | SS 17-4PH | SS 17-4PH | CA6NM Nitrided | V | HIGH DP | N | 37,11 | AS/SVP/LS/AL/JB/HW | 41112
BELLARY |  | MIL | 700 | CDV-72 | COND FOR VALVE GLAND SEALING | 1 | 60.3X5.54 | 60.3X5.54 | 1.7 | 300 | ASTM A 217 Gr. WC9 | Linear | SS 17-4PH | SS 17-4PH | CA6NM Chrome Plated | V | HIGH DP CAVITATION | N | 38,11 | AS/SVP/AL/LS/SV/JB/HW | 41112
GADARWADA |  | MIL | 800 | CDV-72 | COND FOR VALVE GLAND SEALING | 1 | 60.3X5.54 | 60.3X5.54 | 1.7 | 300 | ASTM A 217 Gr. WC9 | Linear | SS 17-4PH | SS 17-4PH | CA6NM Chrome Plated | V | HIGH DP | N | 37 , 11 | AS/SVP/LS/AL/JB/HW | 41112
KARANPURA | NTPC | IL | 660 | CDV-72 | COND FOR VALVE GLAND SEALING | 1 | 60.3X5.54 | 60.3X5.54 | 1.6 | 300 | ASTM A 217 Gr. WC9 | Mod Linear | SS 17-4PH | SS 17-4PH | SS 316 + ST | V | HIGH DP | N |  | POS(SMART)WITH PT,AFR,ALR,LS,JB,HW | VSL(CAS) | 49/75 | SS 316 + ST
KOTHAGUDEM |  | MIL | 800 | CDV-72 | COND FOR VALVE GLAND SEALING | 1 | 60.3X5.54 | 60.3X5.54 | 1.7 | 300 | ASTM A 216 Gr. WCC | Mod% | SS 17-4PH | SS 17-4PH | CA6NM Chrome Plated | V |  | N | 37,11 | AS/SVP/LS/AL/SV/JB/HW | 41132
LALITPUR |  | MIL | 660 | CDV-72 | COND FOR VALVE GLAND SEALING | 1 | 60.3X5.54 | 60.3X5.54 | 1.7 | 300 | ASTM A 217 Gr. WC9 | Linear | SS 17-4PH | SS 17-4PH | CA6NM Nitrided | V | HIGH DP CAVITATION | N | 37,11 | AS/SVP/LS/AL/JB/HW | 41112
MOUDA |  | MIL | 660 | CDV-72 | COND FOR VALVE GLAND SEALING | 1 | 60.3X5.54 | 60.3X5.54 | 1.7 | 300 | ASTM A 217 Gr. WC9 | Linear | SS 17-4PH | SS 17-4PH | CA6NM Chrome Plated | V | HIGH DP | N | 37,11 | AS/SVP/LS/AL/JB/HW | 41112
SURATGARH |  | IL | 660 | CDV-72 | COND FOR VALVE GLAND SEALING | 1 | 60.33X5.54 | 60.33X5.54 | 1.6 | 300 | ASTM A 217 Gr. WC9 | Mod Linear | SS 17-4PH | SS 17-4PH | SS 17-4PH | V | HIGH DP | N | 37 , 11 | POS/AS/AL/LS/SOV/JB/HW | VLS(CAS) | 45/55 | 17-4PH SS
WANAKBORI |  | MIL | 800 | CDV-72 | COND FOR VALVE GLAND SEALING | 1 | 60.3X5.54 | 60.3X5.54 | 1.7 | 300 | ASTM A 217 Gr. WC9 | Linear | SS 17-4PH | SS 17-4PH | CA6NM Chrome Plated | V |  | N | 37,11 | AS/SVP/LS/AL/JB/HW | 41112
YERMARUS |  | MIL | 800 | CDV-72 | COND FOR VALVE GLAND SEALING | 1 | 60.3X5.54 | 60.3X5.54 | 2 | 300 | ASTM A 217 Gr. WC9 | Linear | SS 17-4PH | SS 17-4PH | CA6NM Chrome Plated | V | HIGH DP | N | 37 , 11 | AS/SVP/LS/AL/JB/HW | 41112
BANHARPALLI | OPGCL | IL | 660 | CDV-67 | COND SPRAY TO F/T | 1 | 33.4X4.55 | 33.4X4.55 | 4 | 300 | ASTM A 217 Gr. WC9 |  | SS 17-4PH | SS 17-4PH | SS 17-4PH |  | HIGH DP CAVITATION |  | VA1D | AFR,ALR,LS,SOV,JB,HW | VSL(CAGE) |  | 17-4-PHSS
BARA |  | MIL | 660 | CDV-67 | COND SPRAY TO F/T | 1 | 33.4X4.55 | 33.4X4.55 | 3.8 | 300 | ASTM A 217 Gr. WC9 | Mod% | SS 17-4PH | SS 17-4PH | CA6NM Nitrided | V | HIGH DP CAVITATION | N | 37,11 | AS/LS/AL/SV/JB/HW | 41112
BARH |  | MIL | 660 | CDV-67 | COND SPRAY TO F/T | 1 | 33.4X4.55 | 33.4X4.55 | 3.8 | 300 | ASTM A 217 Gr. WC9 | Linear (ON-OFF) | SS 17-4PH | SS 17-4PH | CA6NM Nitrided | V | HIGH DP CAVITATION | N | 37,11 | AS/LS/SV/JB/HW | 41112
BELLARY |  | MIL | 700 | CDV-67 | COND SPRAY TO F/T | 1 | 33.4X4.55 | 33.4X4.55 | 3.8 | 300 | ASTM A 217 Gr. WC9 | Linear | SS 17-4PH | SS 17-4PH | CA6NM Chrome Plated | V | HIGH DP CAVITATION | N | 37,11 | AS/LS/AL/SV/JB/HW | 41112
GADARWADA |  | MIL | 800 | CDV-67 | COND SPRAY TO F/T | 1 | 33.4X4.55 | 33.4X4.55 | 3.8 | 300 | ASTM A 217 Gr. WC9 | Linear | SS 17-4PH | SS 17-4PH | CA6NM Chrome Plated | V | HIGH DP CAVITATION | N | 37 , 11 | AS/LS/AL/SV/JB/HW | 41112
KOTHAGUDEM |  | MIL | 800 | CDV-67 | COND SPRAY TO F/T | 1 | 33.4X4.55 | 33.4X4.55 | 3.8 | 300 | ASTM A 217 Gr. WC9 | Linear | SS 17-4PH | SS 17-4PH | CA6NM Chrome Plated | V | CAVITATION | N | 37,11 | AS/LS/AL/SV/JB/HW | 41112
LALITPUR |  | MIL | 660 | CDV-67 | COND SPRAY TO F/T | 1 | 33.4X4.55 | 33.4X4.55 | 3.8 | 300 | ASTM A 217 Gr. WC9 | Linear(ON-OFF) | SS 17-4PH | SS 17-4PH | CA6NM Nitrided | V | HIGH DP CAVITATION | N | 37,11 | AS/LS/AL/JB/HW/SV | 41112
MOUDA |  | MIL | 660 | CDV-67 | COND SPRAY TO F/T | 1 | 33.4X4.55 | 33.4X4.55 | 3.8 | 300 | ASTM A 217 Gr. WC9 | Linear | SS 17-4PH | SS 17-4PH | CA6NM Chrome Plated | V | HIGH DP CAVITATION | N | 37,11 | AS/LS/AL/SV/JB/HW | 41112
SURATGARH |  | IL | 660 | CDV-67 | COND SPRAY TO F/T | 1 | 33.4X4.55 | 33.4X4.55 | 4 | 300 | ASTM A 217 Gr. WC9 | Quick Opening | SS 17-4PH | SS 17-4PH | SS 17-4PH | V | HIGH DP CAVITATION | N | 37 , 11 | AS/AL/LS/SOV/JB/HW | VLS(CAGE) | 45/VACUUM/55 | 17-4PH SS
WANAKBORI |  | MIL | 800 | CDV-67 | COND SPRAY TO F/T | 1 | 33.4X4.55 | 33.4X4.55 | 3.8 | 300 | ASTM A 217 Gr. WC9 | Linear | SS 17-4PH | SS 17-4PH | CA6NM Chrome Plated | V | CAVITATION | N | 37,11 | AS/LS/AL/SV/JB/HW | 41112
YERMARUS |  | MIL | 800 | CDV-67 | COND SPRAY TO F/T | 1 | 33.4X4.55 | 33.4X4.55 | 4 | 300 | ASTM A 217 Gr. WC9 | Linear (ON-OFF) | SS 17-4PH | SS 17-4PH | CA6NM Chrome Plated | V | HIGH DP CAVITATION | N | 37 , 11 | AS/LS/AL/SV/JB/HW | 41112
BANHARPALLI | OPGCL | IL | 660 | ASV-8 | D/A PEGGING FRM AUX STM HDR | 12 | 323.9X9.53 | 559X10 | 860 | 300 | ASTM A 216 Gr. WCC |  | SS 17-4PH | SS 17-4PH | SS 316 + ST |  | HIGH DP |  | VA5D | POS.(SMART),AFR,ALR,JB,HW | VSN |  | SS316+ST
BARA |  | MIL | 660 | ASV-8 | D/A PEGGING FRM AUX STM HDR | 10 | 323.9X9.53 | 559X10 | 750 | 300 | ASTM A 216 Gr. WCC | Linear | SS 17-4PH | SS 17-4PH | CA6NM Nitrided | IV | HIGH DP | Y | 37,18L | AS/SVP/AL/VB/JB/HW/LNP/EXP | 41912
BARH |  | MIL | 660 | ASV-8 | D/A PEGGING FRM AUX STM HDR | 10 | 323.9X9.53 | 559X10 | 900 | 300 | ASTM A 216 Gr. WCC | Linear | SS 17-4PH | SS 17-4PH | CA6NM Nitrided | IV | HIGH DP | Y | 37,18L | AS/SVP/LS/AL/VB/JB/HW/LNP/EXP/DV | 41912
BELLARY |  | MIL | 700 | ASV-8 | D/A PEGGING FRM AUX STM HDR | 10 | 323.9X9.53 | 559X10 | 750 | 300 | ASTM A 216 Gr. WCC | Linear | SS 17-4PH | SS 17-4PH | CA6NM Chrome Plated | IV | HIGH DP | Y | 37,18L | AS/SVP/LS/AL/SV/JB/HW/LNP/EXP/VB | 41912
GADARWADA |  | MIL | 800 | ASV-8 | D/A PEGGING FRM AUX STM HDR | 10 | 323.9X9.53 | 559X10 | 900 | 300 | ASTM A 216 Gr. WCC | Linear | SS 17-4PH | SS 17-4PH | CA6NM Chrome Plated | IV | HIGH DP | Y | 37 , 18L | AS/SVP/LS/AL/JB/HW/LNP/ EXP/VB | 41912
KARANPURA | NTPC | IL | 660 | ASV-8 | D/A PEGGING FRM AUX STM HDR | 10 | 273X6.35 | 559X10 | 600 | 300 | ASTM A 217 Gr. WC9 | Mod Equal % | SS 17-4PH | SS 17-4PH | SS 316 + ST + HCP | IV | HIGH DP | Y |  | POS(SMART)WITH PT,AFR,ALR,LS,JB,HW | VSN(HT) | 20/350 | SS 316 + ST
KOTHAGUDEM |  | MIL | 800 | ASV-8 | D/A PEGGING FRM AUX STM HDR | 10 | 273X6.35 | 508X12.7 | 900 | 300 | ASTM A 217 Gr. WC9 | Linear | SS 17-4PH | SS 17-4PH | CA6NM Chrome Plated | V | HIGH DP | Y | 67,16 | AS/SVP/LS/AL/SV/JB/HW/LNP/EXP/VB | 41412
LALITPUR |  | MIL | 660 | ASV-8 | D/A PEGGING FRM AUX STM HDR | 10 | 323.9X9.53 | 559X10 | 750 | 300 | ASTM A 216 Gr. WCC | Linear | SS 17-4PH | SS 17-4PH | CA6NM Nitrided | V | HIGH DP | Y | 37,18 | AS/SVP/LS/AL/VB/JB/HW/LNP | 41412
MOUDA |  | MIL | 660 | ASV-8 | D/A PEGGING FRM AUX STM HDR | 10 | 323.9X9.53 | 559X10 | 900 | 300 | ASTM A 216 Gr. WCC | Linear | SS 17-4PH | SS 17-4PH | CA6NM Chrome Plated | IV | HIGH DP | Y | 37 , 18 | AS/SVP/LS/AL/VB/JB/HW/LNP/EXP/VB | 41912
SURATGARH |  | IL | 660 | ASV-8 | D/A PEGGING FRM AUX STM HDR | 12 | 323.9X9.53 | 559X10 | 720 | 300 | ASTM A 216 Gr. WCC | Mod Equal % | SS 17-4PH | SS 17-4PH | SS 316 + ST | V | HIGH DP | Y | 37 , 18L | POS/AS/AL/LS/SOV/JB/HW | VSN | 20/240 | SS 316 + ST
WANAKBORI |  | MIL | 800 | ASV-8 | D/A PEGGING FRM AUX STM HDR | 10 | 273X6.35 | 508X12.7 | 500 | 300 | ASTM A 217 Gr. WC9 | Mod% | SS 17-4PH | SS 17-4PH | CA6NM Chrome Plated | IV |  | Y | 37,18 | AS/SVP/LS/AL/VB/JB/HW | 41932
YERMARUS |  | MIL | 800 | ASV-8 | D/A PEGGING FRM AUX STM HDR | 10 | 323.9X9.53 | 559X10 | 900 | 300 | ASTM A 216 Gr. WCC | Linear | SS 17-4PH | SS 17-4PH | CA6NM Chrome Plated | IV | HIGH DP | Y | 37 , 18 | AS/SVP/LS/AL/VB/JB/HW/LNP/EXP | 41912
BANHARPALLI | OPGCL | IL | 660 | CRHV-6 | D/A PEGGING FRM CRH LINE | 12 | 355.6X15.09 | 965X37 | 760 | 600 | ASTM A 217 Gr. WC9 |  | SS 17-4PH | SS 17-4PH | SS 316 + ST + HCP |  | HIGH DP |  | SPA2MF | POS.(SMART),AFR,ALR,JB,HW | VSN(HT) |  | SS316+ST
BARA |  | MIL | 660 | CRHV-6 | D/A PEGGING FRM CRH LINE | 12 | 355.6X15.09 | 965X37 | 1100 | 600 | ASTM A 217 Gr. WC9 | Linear | SS 17-4PH | CA6NM Nitrided | CA6NM Nitrided | IV | HIGH DP | Y | 68,16 | AS/SVP/AL/VB/JB/HW/LNP/EXP | 41912
BARH |  | MIL | 660 | CRHV-6 | D/A PEGGING FRM CRH LINE | 12 | 355.6X15.09 | 965X37 | 1100 | 600 | ASTM A 217 Gr. WC9 | Linear | SS 17-4PH | CA6NM Nitrided | CA6NM Nitrided | IV | HIGH DP | Y | 68,16 | AS/SVP/LS/AL/VB/JB/HW/LNP/EXP/DV | 41912
BELLARY |  | MIL | 700 | CRHV-6 | D/A PEGGING FRM CRH LINE | 12 | 355.6X15.09 | 965X34 | 850 | 600 | ASTM A 217 Gr. WC9 | Linear | SS 17-4PH | CA6NM Nitrided | CA6NM Nitrided | IV | HIGH DP | Y | 68,16 | AS/SVP/LS/AL/SV/JB/HW/LNP/EXP/VB | 41912
GADARWADA |  | MIL | 800 | CRHV-6 | D/A PEGGING FRM CRH LINE | 12 | 406.4X16 | 965X34 | 960 | 600 | ASTM A 217 Gr. WC9 | Linear | SS 17-4PH | CA6NM Nitrided | CA6NM Nitrided | IV | HIGH DP | Y | 68 , 16 | AS/SVP/LS/AL/JB/HW/LNP/ EXP/VB | 41912
KARANPURA | NTPC | IL | 660 | CRHV-6 | D/A PEGGING FRM CRH LINE | 10 | 355.6X15.09 | 965X37 | 600 | 600 | ASTM A 217 Gr. WC9 | Mod Linear | SS 17-4PH | SS 17-4PH | SS 316 + ST + HCP | IV | HIGH DP | Y |  | POS(SMART)WITH PT,AFR,ALR,LS,JB,HW | VSN(HT) | 73.1/380 | SS 316 + ST
KOTHAGUDEM |  | MIL | 800 | CRHV-6 | D/A PEGGING FRM CRH LINE | 10 | 406.4X16 | 965X34 | 900 | 600 | ASTM A 217 Gr. WC9 | Linear | SS 17-4PH | CA6NM Nitrided | CA6NM Nitrided | V | HIGH DP | Y | 68,16 | AS/SVP/LS/AL/SV/JB/HW/LNP/EXP/VB | 41412
LALITPUR |  | MIL | 660 | CRHV-6 | D/A PEGGING FRM CRH LINE | 12 | 355.6X15.09 | 965X34 | 850 | 600 | ASTM A 217 Gr. WC9 | Linear | SS 17-4PH | CA6NM Nitrided | CA6NM Nitrided | V | HIGH DP | Y | 68,16 | AS/SVP/LS/AL/VB/JB/HW/LNP/EXP | 41412
MOUDA |  | MIL | 660 | CRHV-6 | D/A PEGGING FRM CRH LINE | 12 | 355.6X15.09 | 965X37 | 1100 | 600 | ASTM A 217 Gr. WC9 | Linear | SS 17-4PH | CA6NM Nitrided | CA6NM Nitrided | IV | HIGH DP | Y | 68,16 | AS/SVP/LS/AL/VB/JB/HW/LNP/EXP/VB | 41912
SURATGARH |  | IL | 660 | CRHV-6 | D/A PEGGING FRM CRH LINE | 12 | 355.6X15.09 | 965X34 | 760 | 600 | ASTM A 217 Gr. WC9 | Mod Linear | SS 17-4PH | SS 17-4PH | SS 316 + ST + HCP | V | HIGH DP | Y | 68 , 16 | POS/AS/AL/LS/SOV/JB/HW | VSN(HT) | 73.1/360 | SS 316 + ST
WANAKBORI |  | MIL | 800 | CRHV-6 | D/A PEGGING FRM CRH LINE | 10 | 406.4X16 | 965X34 | 900 | 600 | ASTM A 217 Gr. WC9 | Linear | SS 17-4PH | CA6NM Nitrided | CA6NM Nitrided | IV |  | Y | 68,16 | AS/SVP/LS/AL/JB/HW/LNP/EXP/VB | 41912
YERMARUS |  | MIL | 800 | CRHV-6 | D/A PEGGING FRM CRH LINE | 12 | 406.4X16 | 965X34 | 960 | 600 | ASTM A 216 Gr. WCC | Linear | SS 17-4PH | CA6NM Nitrided | CA6NM Nitrided | IV | HIGH DP | Y | 68,16 | AS/SVP/LS/AL/VB/JB/LNP/EXP | 41912
BANHARPALLI | OPGCL | IL | 660 | DRV-48 | DEAERATOR OVERFLOW TO F/T | 6 | 219.1X6.35 | 323.9X9.53 | 275 | 300 | ASTM A 217 Gr. WC9 |  | SS 440C | SS 440C | SS 440C |  | FLASHING |  | VA3D | POS.(SMART),AFR,ALR,JB,HW | VSC |  | SS 440 C
BARA |  | MIL | 660 | DRV-48 | DEAERATOR OVERFLOW TO F/T | 6 | 219.1X6.35 | 323.9X9.53 | 240 | 300 | ASTM A 217 Gr. WC9 | on/off | SS 17-4PH | SS 17-4PH | CA6NM Nitrided | V | FLASHING | N | 37,15 | AS/LS/AL/SV/VB/JB/HW | 414X1
BARH |  | MIL | 660 | DRV-48 | DEAERATOR OVERFLOW TO F/T | 6 | 219.1X6.35 | 323.9X9.53 | 240 | 300 | ASTM A 217 Gr. WC9 | on/off | SS 440C | SS 440C | SS 440C | V | FLASHING | N | 37,15 | AS/LS/SV/VB/JB/HW | 417X1
BELLARY |  | MIL | 700 | DRV-48 | DEAERATOR OVERFLOW TO F/T | 6 | 219.1X6.35 | 323.9X9.53 | 400 | 300 | ASTM A 217 Gr. WC9 | ON/OFF | SS 17-4PH | SS 17-4PH | CA6NM | V | FLASHING | N | 37,18 | AS/SVP/LS/AL/SV/JB/HW/VB | 417X1
KARANPURA | NTPC | IL | 660 | DRV-48 | DEAERATOR OVERFLOW TO F/T | 6 | 219.1X6.35 | 323.9X9.53 | 275 | 300 | ASTM A 217 Gr. WC9 | Quick Opening | SS 440C | SS 440C | SS 440C | V | FLASHING | N |  | AFR,ALR,LS,SOV,JB,HW | VSC | 20/VACUUM/200 | SS 440C
LALITPUR |  | MIL | 660 | DRV-48 | DEAERATOR OVERFLOW TO F/T | 6 | 219.1X6.35 | 323.9X9.53 | 240 | 300 | ASTM A 217 Gr. WC9 | Linear | SS 440C | SS 440C | SS 440C | V | FLASHING CAVITATION | N | 37,15 | AS/SVP/LS/AL/SV/VB/JB/HW | 417X1
MOUDA |  | MIL | 660 | DRV-48 | DEAERATOR OVERFLOW TO F/T | 6 | 219.1X6.35 | 323.9X9.53 | 240 | 300 | ASTM A 217 Gr. WC9 | ON/OFF | SS 440C | SS 440C | SS 440C | V | FLASHING | N | 37,15 | AS/LS/AL/SV/JB/HW/VB | 417X1
SURATGARH |  | IL | 660 | DRV-48 | DEAERATOR OVERFLOW TO F/T | 6 | 219.1X6.35 | 323.9X9.53 | 275 | 300 | ASTM A 217 Gr. WC9 | Quick Opening | SS 440C | SS 440C | SS 440C | V | FLASHING | N | 37 , 18L | AS/AL/LS/SOV/JB/HW | VSC | 20/VACUUM/200 | SS 440C
KOTHAGUDEM |  | MIL | 800 | DRV-73 | DEAERATOR OVERFLOW TO F/T | 6 | 219.1X6.35 | 323.9X9.53 | 400 | 300 | ASTM A 217 Gr. WC9 | ON/OFF | SS 440C | SS 440C | CA6NM | V | FLASHING | N | 37,18 | AS/LS/AL/SV/JB/HW/VB | 417X1
WANAKBORI |  | MIL | 800 | DRV-73 | DEAERATOR OVERFLOW TO F/T | 6 | 168.3X10.97 | 219.1X12.7 | 400 | 300 | ASTM A 217 Gr. WC9 | ON/OFF | SS 440C | SS 440C | SS 440C | V | FLASHING | N | 37,18 | AS/LS/AL/SV/JB/HW/VB | 417X1
GADARWADA |  | MIL | 800 | DRV-73 | DEAERATOR OVERFLOW TO F/T | 6 | 219.1X6.35 | 323.9X9.53 | 208 | 300 | ASTM A 217 Gr. WC9 | ON-OFF | SS 440C | SS 440C | SS 440C | V | FLASHING | N | 37 , 18 | AS/LS/AL/SV/JB/HW/VB | 417X1
YERMARUS |  | MIL | 800 | DRV-73 | DEAERATOR OVERFLOW TO F/T | 6 | 219.1X6.35 | 323.9X9.53 | 208 | 300 | ASTM A 217 Gr. WC9 | ON-OFF | SS 17-4PH | SS 17-4PH | CA6NM | V | FLASHING | N | 37 , 18 | AS/LS/AL/SV/VB/JB/HW | 417X1
KARANPURA | NTPC | IL | 660 | DMV-78 | DM EMER M/U TO CST | 6 | 219.1X3.76 | 219.1X3.76 | 370 | 300 | ASTM A 351 Gr. CF8M | Mod Equal % 1 | SS 17-4PH | SS 17-4PH | SS 316 + ST | V |  | N |  | POS(SMART)WITH PT,AFR,ALR,LS,JB,HW | VSC | 10/VACUUM/50 | SS 316 + ST
SURATGARH |  | IL | 660 | DMV-40 | DM EMER M/U TO HOTWELL | 2 | 88.9X3.05 | 88.9X3.05 | 44 | 300 | ASTM A 351 Gr. CF8M | Equal % | SS 17-4PH | SS 17-4PH | SS 316 + ST | V | CAVITATION | N | 38 , 18 | POS/AS/AL/LS/SOV/JB/HW | VSC | 10/VACUUM/50 | SS 316 + ST
YERMARUS |  | MIL | 800 | DMV-48 | DM EMER M/U TO HOTWELL | 6 | 168.3X3.14 | 168.3X3.14 | 195 | 300 | ASTM A 351 Gr. CF8M | Mod % | SS 17-4PH | SS 17-4PH | CF8M Chrome Plated | IV | CAVITATION | N | 38,15 | AS/SVP/LS/AL/JB/HW | 41632
KOTHAGUDEM |  | MIL | 800 | DMV-5 | DM EMER M/U TO HOTWELL | 4 | 114.3X3.05 | 114.3X3.05 | 120 | 300 | ASTM A 351 Gr. CF8M | Linear | SS 17-4PH | SS 17-4PH | CF8M Chrome Plated | V | CAVITATION | N | 38,15 | AS/SVP/LS/AL/SV/JB/HW/VB | 41412
WANAKBORI |  | MIL | 800 | DMV-5 | DM EMER M/U TO HOTWELL | 4 | 168.3X3.4 | 168.3X3.4 | 145 | 300 | ASTM A 351 Gr. CF8M | Linear | SS 17-4PH | SS 17-4PH | CA6NM Chrome Plated | IV |  | N | 38,15 | AS/SVP/LS/AL/JB/HW/VB | 41412
LALITPUR |  | MIL | 660 | DMV-63 | DM EMER M/U TO HOTWELL | 3 | 114.3X3.05 | 114.3X3.05 | 120 | 300 | ASTM A 351 Gr. CF8M | Linear | SS 17-4PH | SS 17-4PH | CF8M Chrome Plated | V | CAVITATION | N | 38,15 | AS/SVP/LS/AL/VB/JB/HW | 41412
BARA |  | MIL | 660 | DMV-9 | DM EMER M/U TO HOTWELL | 6 | 168.3X3.4 | 168.3X3.4 | 300 | 300 | ASTM A 351 Gr. CF8M | Linear | SS 17-4PH | SS 17-4PH | CF8M Chrome Plated | V | CAVITATION | N | 38,18 | AS/SVP/AL/JB/HW/VB | 41412
BARH |  | MIL | 660 | DMV-9 | DM EMER M/U TO HOTWELL | 6 | 273X4.19 | 273X4.19 | 255 | 300 | ASTM A 351 Gr. CF8M | Linear | SS 17-4PH | SS 17-4PH | CA6NM Chrome Plated | V | CAVITATION | N | 38,18 | AS/SVP/LS/AL/VB/JB/HW | 41412
BELLARY |  | MIL | 700 | DMV-9 | DM EMER M/U TO HOTWELL | 4 | 168.3X3.4 | 168.3X3.4 | 145 | 300 | ASTM A 351 Gr. CF8M | Mod% | SS 17-4PH | SS 17-4PH | CF8M Chrome Plated | V | CAVITATION | N | 38,15 | AS/SVP/LS/AL/SV/JB/HW/VB | 41432
GADARWADA |  | MIL | 800 | DMV-9 | DM EMER M/U TO HOTWELL | 6 | 273X4.19 | 273X4.19 | 300 | 300 | ASTM A 351 Gr. CF8M | Linear | SS 17-4PH | SS 17-4PH | CF8M Chrome Plated | V | CAVITATION | N | 38 , 18 | AS/SVP/LS/AL/SV/JB/HW/VB | 41612
MOUDA |  | MIL | 660 | DMV-9 | DM EMER M/U TO HOTWELL | 6 | 273X4.19 | 273X4.19 | 300 | 300 | ASTM A 351 Gr. CF8M | Linear | SS 17-4PH | SS 17-4PH | CF8M Chrome Plated | V | CAVITATION | N | 38,18 | AS/SVP/LS/AL/VB/JB/HW | 41412
KARANPURA | NTPC | IL | 660 | DMV-43 | DM NORMAL M/U TO CST | 3 | 114.3X3.05 | 114.3X3.05 | 99 | 300 | ASTM A 351 Gr. CF8M | Equal % | SS 17-4PH | SS 17-4PH | SS 316 + ST | V |  | N |  | POS(SMART)WITH PT,AFR,ALR,LS,JB,HW | VSC | 10/VACUUM/50 | SS 316 + ST
BANHARPALLI | OPGCL | IL | 660 | DM-45 | DM NORMAL M/U TO HOTWELL | 6 | 168.3X3.4 | 168.3X3.4 | 150 | 300 | ASTM A 351 Gr. CF8M |  | SS 17-4PH | SS 17-4PH | SS 316 + ST |  | CAVITATION |  | VA3D | POS.(SMART),AFR,ALR,JB,HW | VSN |  | SS316+ST
BARA |  | MIL | 660 | DMV-2 | DM NORMAL M/U TO HOTWELL | 3 | 88.9X3.05 | 88.9X3.05 | 120 | 300 | ASTM A 351 Gr. CF8M | Mod% | SS 17-4PH | SS 17-4PH | CF8M Chrome Plated | V | CAVITATION | N | 37,15 | AS/SVP/AL/JB/HW | 41432
BARH |  | MIL | 660 | DMV-2 | DM NORMAL M/U TO HOTWELL | 3 | 168.3X3.4 | 168.3X3.4 | 120 | 300 | ASTM A 351 Gr. CF8M | Linear | SS 17-4PH | SS 17-4PH | CA6NM Chrome Plated | V | CAVITATION | N | 37,15 | AS/SVP/LS/AL/VB/JB/HW | 41432
BELLARY |  | MIL | 700 | DMV-2 | DM NORMAL M/U TO HOTWELL | 3 | 114.3X3.05 | 114.3X3.05 | 75 | 300 | ASTM A 351 Gr. CF8M | Mod% | SS 17-4PH | SS 17-4PH | SS 316 | V | CAVITATION | N | 37,15 | AS/SVP/LS/AL/SV/JB/HW/VB | 41732
GADARWADA |  | MIL | 800 | DMV-2 | DM NORMAL M/U TO HOTWELL | 4 | 168.3X3.4 | 168.3X3.4 | 145 | 300 | ASTM A 351 Gr. CF8M | Mod % | SS 17-4PH | SS 17-4PH | CF8M Chrome Plated | IV | CAVITATION | N | 37 , 15 | AS/SVP/LS/AL/SV/JB/HW/VB | 41632
KOTHAGUDEM |  | MIL | 800 | DMV-2 | DM NORMAL M/U TO HOTWELL | 3 | 88.9X3.05 | 88.9X3.05 | 75 | 300 | ASTM A 351 Gr. CF8M | Linear | SS 17-4PH | SS 17-4PH | SS 316 | V | CAVITATION | N | 37,15 | AS/SVP/LS/AL/SV/JB/HW/VB | 41712
MOUDA |  | MIL | 660 | DMV-2 | DM NORMAL M/U TO HOTWELL | 3 | 168.3X3.4 | 168.3X3.4 | 120 | 300 | ASTM A 351 Gr. CF8M | Mod% | SS 17-4PH | SS 17-4PH | CF8M Chrome Plated | V | CAVITATION | N | 37,15 | AS/SVP/LS/AL/VB/JB/HW | 41432
WANAKBORI |  | MIL | 800 | DMV-2 | DM NORMAL M/U TO HOTWELL | 3 | 114.3X3.05 | 114.3X3.05 | 50 | 300 | ASTM A 351 Gr. CF8M | Mod% | SS 17-4PH | SS 17-4PH | CA6NM Nitrided | V | HIGH DP | Y | 37,15 | AS/SVP/LS/AL/JB/HW/VB | 41732
YERMARUS |  | MIL | 800 | DMV-21 | DM NORMAL M/U TO HOTWELL | 3 | 114.3X3.05 | 114.3X3.05 | 75 | 300 | ASTM A 351 Gr. CF8M | Mod % | SS 17-4PH | SS 17-4PH | CF8M Chrome Plated | IV | CAVITATION | N | 37,15 | AS/SVP/LS/AL/JB/HW | 41732
LALITPUR |  | MIL | 660 | DMV-40 | DM NORMAL M/U TO HOTWELL | 3 | 88.9X3.05 | 88.9X3.05 | 60 | 300 | ASTM A 351 Gr. CF8M | Mod% | SS 17-4PH | SS 17-4PH | CF8M Chrome Plated | V | CAVITATION | N | 37,15 | AS/SVP/LS/AL/VB/JB/HW | 41732
SURATGARH |  | IL | 660 | DMV-63 | DM NORMAL M/U TO HOTWELL | 3 | 114.3X3.05 | 114.3X3.05 | 99 | 300 | ASTM A 351 Gr. CF8M | Equal % | SS 17-4PH | SS 17-4PH | SS 316 + ST | V | CAVITATION | N | 38 , 15 | POS/AS/AL/LS/SOV/JB/HW | VSC | 10/VACUUM/50 | SS 316 + ST
BARA |  | MIL | 660 | DMCW-17 | DMCW SYSTEM | 8 | 300NB | 300NB | 640 | 300 | ASTM A 216 Gr. WCC | Linear | SS 17-4PH | CA6NM Nitrided | CA6NM Nitrided | V |  | N | 38,18 | AS/SVP/LS/AL/VB/JB/HW | 41611
BARA |  | MIL | 660 | DMCW-17 | DMCW SYSTEM | 4 | 200NB | 200NB | 195 | 300 | ASTM A 216 Gr. WCC | Equal % | SS 17-4PH | SS 17-4PH | CA6NM | IV |  | N | 38,15 | AS/SVP/LS/AL/JB/HW | 41721
BARH |  | MIL | 660 | DMCW-17 | DMCW SYSTEM | 10 | 400NB | 400NB | 1000 | 300 RF | ASTM A 216 Gr. WCC | Equal % | SS 17-4PH | SS 17-4PH | CA6NM Nitrided | IV | HIGH DP | N | 37,18L | AS/SVP/LS/AL/DV/VB/JB/HW/CF | 41621
GADARWADA |  | MIL | 800 | DMCW-17 | DMCW SYSTEM | 12 | 457X6 | 457X6 | 1400 | 300 | ASTM A 216 Gr. WCC | Linear | SS 17-4PH | SS 17-4PH | CA6NM Chrome Plated | IV | HIGH DP | N | 38 , 18 | AS/SVP/LS/AL/JB/HW/VB | 41611
KARANPURA | NTPC | IL | 660 | DMCW-17 | DMCW SYSTEM | 8 | 273X6 | 273X6 | 640 | 300 | ASTM A 216 Gr. WCC | Equal % | SS 17-4PH | SS 17-4PH | SS 316 + ST | IV | HIGH DP | N |  | POS(SMART)WITH PT,AFR,ALR,LS,JB,HW | VSC | 10/60 | SS 316 + ST
KARANPURA | NTPC | IL | 660 | DMCW-17 | DMCW SYSTEM | 4 | 166.5X5.4 | 166.5X5.4 | 175 | 300 | ASTM A 216 Gr. WCC | Equal % | SS 17-4PH | SS 17-4PH | SS 316 + ST | IV | HIGH DP | N |  | POS(SMART)WITH PT,AFR,ALR,LS,JB,HW | VSC | 12/60 | SS 316 + ST
MOUDA |  | MIL | 660 | DMCW-17 | DMCW SYSTEM | 12 | 406.4X6 | 406.4X6 | 1400 | 300 | ASTM A 216 Gr. WCC | Linear | SS 17-4PH | SS 17-4PH | CA6NM Chrome Plated | IV | HIGH DP | N | 38,18 | AS/SVP/LS/AL/VB/JB/HW | 41611
KOTHAGUDEM |  | MIL | 800 | DRV-52 | DRIP PUMP DISCHARGE CONTROL | 6 | 219X8.18 | 219X8.18 | 255 | 300 | ASTM A 216 Gr. WCC | Equal % | SS 17-4PH | SS 17-4PH | CA6NM Chrome Plated | IV | STANDARD | N | 38,15 | AS/SVP/LS/AL/SV/JB/HW/VB | 91621
WANAKBORI |  | MIL | 800 | DRV-52 | DRIP PUMP DISCHARGE CONTROL | 6 | 219X6.35 | 219X6.35 | 255 | 300 | ASTM A 216 Gr. WCC | Equal % | SS 17-4PH | SS 17-4PH | CA6NM Chrome Plated | V | FLASHING | N | 38,15 | AS/SVP/LS/AL/JB/HW/VB | 41621
GADARWADA |  | MIL | 800 | DRV-52 | DRIP PUMP DISCHARGE CONTROL | 6 | 219X8.18 | 219X8.18 | 300 | 300 | ASTM A 216 Gr. WCC | Equal % | SS 17-4PH | SS 17-4PH | CA6NM Chrome Plated | IV |  | N | 38 , 15 | AS/SVP/LS/AL/SV/JB/HW/VB | 41621
YERMARUS |  | MIL | 800 | DRV-52 | DRIP PUMP DISCHARGE CONTROL | 6 | 219.1X8.18 | 219.1X8.18 | 300 | 300 | ASTM A 216 Gr. WCC | Equal % | SS 17-4PH | SS 17-4PH | CA6NM Chrome Plated | IV |  | N | 38,15 | AS/SVP/LS/AL/JB/HW | 41621
BANHARPALLI | OPGCL | IL | 660 | CDV-43 | EXCESS RETURN TO CST | 6 | 273X9.27 | 273X9.27 | 110 | 300 | ASTM A 217 Gr. WC9 |  | SS 17-4PH | SS 17-4PH | SS 17-4PH |  | HIGH DP CAVITATION |  | VA3D | POS.(SMART),AFR,ALR,SOV,JB,HW | VHD (A) |  | 17-4-PHSS
BARA |  | MIL | 660 | CDV-43 | EXCESS RETURN TO CST | 6 | 273X9.27 | 273X9.27 | 105 | 300 | ASTM A 217 Gr. WC9 | Mod Linear | SS 17-4PH | SS 17-4PH | CA6NM Nitrided | V | HIGH DP CAVITATION | N | 37,18L | AS/SVP/AL/JB/HW/VB | 71432
BARH |  | MIL | 660 | CDV-43 | EXCESS RETURN TO CST | 6 | 273X9.27 | 273X9.27 | 95 | 300 | ASTM A 217 Gr. WC9 | Mod Linear | SS 17-4PH | SS 17-4PH | CA6NM Nitrided | V | HIGH DP CAVITATION | N | 37,18 | AS/SVP/LS/AL/JB/HW/VB | 71433
BELLARY |  | MIL | 700 | CDV-43 | EXCESS RETURN TO CST | 6 | 219.1X6.35 | 219.1X6.35 | 130 | 300 | ASTM A 217 Gr. WC9 | Mod% | SS 17-4PH | SS 17-4PH | CA6NM Chrome Plated | V | HIGH DP CAVITATION | N | 37,18 L | AS/SVP/LS/AL/SV/JB/HW/VB | 71432
KARANPURA | NTPC | IL | 660 | CDV-43 | EXCESS RETURN TO CST | 6 | 219.1X8.18 | 219.1X8.18 | 110 | 300 | ASTM A 217 Gr. WC9 | Mod Equal % | SS 17-4PH | SS 17-4PH | SS 17-4PH | V | HIGH DP | N |  | POS(SMART)WITH PT,AFR,ALR,LS,JB,HW | VHD | 49/75 | 17-4PH SS
LALITPUR |  | MIL | 660 | CDV-43 | EXCESS RETURN TO CST | 6 | 219.1X8.18 | 219.1X8.18 | 105 | 300 | ASTM A 217 Gr. WC9 | Mod Linear | SS 17-4PH | SS 17-4PH | CA6NM Nitrided | V | HIGH DP CAVITATION | N | 37,18 | AS/SVP/LS/AL/JB/HW/VB | 41432
MOUDA |  | MIL | 660 | CDV-43 | EXCESS RETURN TO CST | 6 | 273X9.27 | 273X9.27 | 105 | 300 | ASTM A 217 Gr. WC9 | Mod % | SS 17-4PH | SS 17-4PH | CA6NM Chrome Plated | V | HIGH DP CAVITATION | N | 37,18 | AS/SVP/LS/AL/VB/JB/HW | 71432
SURATGARH |  | IL | 660 | CDV-43 | EXCESS RETURN TO CST | 6 | 219.1X8.18 | 219.1X8.18 | 96 | 300 | ASTM A 217 Gr. WC9 | Mod Equal % | SS 17-4PH | SS 17-4PH | SS 17-4PH | V | HIGH DP | N | 37 , 18L | POS/AS/AL/LS/SOV/JB/HW | VSN | 45/55 | 17-4PH SS
GADARWADA |  | MIL | 800 | CDV-46 | EXCESS RETURN TO CST | 6 | 219.1X8.18 | 219.1X8.18 | 130 | 300 | ASTM A 217 Gr. WC9 | Mod % | SS 17-4PH | SS 17-4PH | CA6NM Chrome Plated | V | HIGH DP CAVITATION | N | 37 , 18L | AS/SVP/LS/AL/JB/HW/VB | 71432
KOTHAGUDEM |  | MIL | 800 | CDV-46 | EXCESS RETURN TO CST | 6 | 219.1X8.18 | 219.1X6.35 | 105 | 300 | ASTM A 217 Gr. WC9 | Mod% | SS 17-4PH | SS 17-4PH | CA6NM Chrome Plated | V | CAVITATION | N | 37,18 | AS/LS/AL/SV/JB/HW | 71432
WANAKBORI |  | MIL | 800 | CDV-46 | EXCESS RETURN TO CST | 6 | 219.1X8.18 | 219.1X6.35 | 130 | 300 | ASTM A 217 Gr. WC9 | Mod% | SS 17-4PH | SS 17-4PH | CA6NM Chrome Plated | V |  | N | 37,18 | AS SVP/LS/AL/VB/JB/HW | 71432
YERMARUS |  | MIL | 800 | CDV-46 | EXCESS RETURN TO CST | 6 | 219.1X8.18 | 219.1X8.18 | 130 | 300 | ASTM A 217 Gr. WC9 | Mod % | SS 17-4PH | SS 17-4PH | CA6NM Chrome Plated | V | HIGH DP CAVITATION | N | 37,18 | AS/SVP/LS/AL/JB/HW/VB | 41432
BANHARPALLI | OPGCL | IL | 660 | CDV-39 | GSC MIN FLOW RECIRCULATION | 6 | 219.1X8.18 | 219.1X8.18 | 110 | 300 | ASTM A 217 Gr. WC9 |  | SS 17-4PH | SS 17-4PH | SS 17-4PH |  | HIGH DP CAVITATION |  | VA3D | POS.(SMART),AFR,ALR,JB,HW | VHD (A) |  | 17-4-PHSS
BARA |  | MIL | 660 | CDV-39 | GSC MIN FLOW RECIRCULATION | 6 | 219.1X8.18 | 219.1X8.18 | 95 | 300 | ASTM A 217 Gr. WC9 | Mod Linear | SS 17-4PH | SS 17-4PH | CA6NM Nitrided | V | HIGH DP CAVITATION | N | 37,18L | AS/SVP/AL/JB/HW/VB | 41433
BARH |  | MIL | 660 | CDV-39 | GSC MIN FLOW RECIRCULATION | 6 | 219.1X8.18 | 219.1X8.18 | 95 | 300 | ASTM A 217 Gr. WC9 | Mod Linear | SS 17-4PH | SS 17-4PH | CA6NM Nitrided | V | HIGH DP CAVITATION | N | 37,18L | AS/SVP/LS/AL/JB/HW/VB | 41433
BELLARY |  | MIL | 700 | CDV-39 | GSC MIN FLOW RECIRCULATION | 6 | 219.1X8.18 | 219.1X8.18 | 95 | 300 | ASTM A 217 Gr. WC9 | Mod Linear | SS 17-4PH | SS 17-4PH | CA6NM Chrome Plated | V | HIGH DP CAVITATION | N | 37,18 L | AS/SVP/LS/AL/SV/JB/HW/VB | 41433
KARANPURA | NTPC | IL | 660 | CDV-39 | GSC MIN FLOW RECIRCULATION | 6 | 219X8.18 | 219X8.18 | 110 | 300 | ASTM A 217 Gr. WC9 | Mod Equal % | SS 17-4PH | SS 17-4PH | SS 17-4PH | V | HIGH DP CAVITATION | N |  | POS(SMART)WITH PT,AFR,ALR,LS,JB,HW | VHD | 49/VACUUM/75 | 17-4PH SS
LALITPUR |  | MIL | 660 | CDV-39 | GSC MIN FLOW RECIRCULATION | 6 | 219.1X8.18 | 219.1X8.18 | 95 | 300 | ASTM A 217 Gr. WC9 | Mod Linear | SS 17-4PH | SS 17-4PH | CA6NM Nitrided | V | HIGH DP CAVITATION | N | 37,18 | AS/SVP/LS/AL/JB/HW/VB | 41433
MOUDA |  | MIL | 660 | CDV-39 | GSC MIN FLOW RECIRCULATION | 6 | 219.1X18.18 | 219.1X18.18 | 95 | 300 | ASTM A 217 Gr. WC9 | Mod Linear | SS 17-4PH | SS 17-4PH | CA6NM Chrome Plated | V | HIGH DP CAVITATION | N | 37,18L | AS/SVP/LS/AL/VB/JB/HW | 41433
SURATGARH |  | IL | 660 | CDV-39 | GSC MIN FLOW RECIRCULATION | 6 | 219.1X8.18 | 219.1X8.18 | 110 | 300 | ASTM A 217 Gr. WC9 | Mod Equal % | SS 17-4PH | SS 17-4PH | SS 17-4PH | V | HIGH DP CAVITATION | N | 37 , 18L | POS/AS/AL/LS/SOV/JB/HW | VHD | 45/VACUUM/55 | 17-4PH SS
GADARWADA |  | MIL | 800 | CDV-40 | GSC MIN FLOW RECIRCULATION | 6 | 219.1X8.18 | 219.1X8.18 | 95 | 300 | ASTM A 217 Gr. WC9 | Mod Linear | SS 17-4PH | SS 17-4PH | CA6NM Chrome Plated | V | HIGH DP CAVITATION | N | 37 , 18L | AS/SVP/LS/AL/JB/HW/VB | 41433
KOTHAGUDEM |  | MIL | 800 | CDV-40 | GSC MIN FLOW RECIRCULATION | 6 | 168.3X7.11 | 168.3X7.11 | 90 | 300 | ASTM A 217 Gr. WC9 | Mod% | SS 17-4PH | SS 17-4PH | CA6NM Nitrided | V | CAVITATION | N | 37,18L | AS/SVP/LS/AL/SV/JB/HW/VB | 91212
WANAKBORI |  | MIL | 800 | CDV-40 | GSC MIN FLOW RECIRCULATION | 6 | 168.3X7.11 | 168.3X7.11 | 90 | 300 | ASTM A 217 Gr. WC9 | Mod% | SS 17-4PH | SS 17-4PH | CA6NM Nitrided | V | CAVITATION | N | 37,18 | AS SVP/LS/AL/VB/JB/HW | 91212
YERMARUS |  | MIL | 800 | CDV-40 | GSC MIN FLOW RECIRCULATION | 6 | 219.1X8.18 | 219.1X8.18 | 95 | 300 | ASTM A 217 Gr. WC9 | Mod Linear | SS 17-4PH | SS 17-4PH | CA6NM Chrome Plated | V | HIGH DP CAVITATION | N | 37,18 | AS/SVP/LS/AL/JB/HW/VB | 41433
SURATGARH |  | IL | 660 | DRV-15 | HPH-6A/6B ALT.DRAIN TO F/T | 6 | 323.9X9.53 | 323.9X9.53 | 275 | 300 | ASTM A 217 Gr. WC9 | Linear | SS 17-4PH | SS 17-4PH | SS 17-4PH | V | FLASHING | N | 38 , 15 | POS/AS/AL/LS/SOV/JB/HW | VSC(M) | 30/210 | 17-4PH SS
KARANPURA | NTPC | IL | 660 | DRV-18 | HPH-6A/6B ALT.DRAIN TO F/T | 6 | 273X6.35 | 323.9X9.53 | 395 | 300 | ASTM A 217 Gr. WC9 | Equal % | SS 440C | SS 440C | SS 440C | V | FLASHING | N |  | POS(SMART)WITH PT,AFR,ALR,LS,SOV,JB,HW | VSC | 31/VACUUM/235 | SS 440C
SURATGARH |  | IL | 660 | DRV-18 | HPH-6A/6B ALT.DRAIN TO F/T | 8 | 323.9X9.53 | 355.6X9.53 | 640 | 300 | ASTM A 217 Gr. WC9 | Linear | SS 440C | SS 440C | SS 440C | V | FLASHING | N | 37 , 18L | POS/AS/AL/LS/SOV/JB/HW | VSC(M) | 30/VACUUM/230 | SS 440C
BANHARPALLI | OPGCL | IL | 660 | DRV-18/25 | HPH-6A/6B ALT.DRAIN TO F/T | 6 | 273X6.35 | 323.9X9.53 | 275 | 300 | ASTM A 217 Gr. WC9 |  | SS 440C | SS 440C | SS 440C |  | FLASHING CAVITATION |  | VA3D | POS.(SMART),AFR,ALR,SOV,JB,HW | VSC |  | SS 440 C
BARA |  | MIL | 660 | DRV-18/25 | HPH-6A/6B ALT.DRAIN TO F/T | 6 | 273X6.35 | 323.9X9.53 | 210 | 300 | ASTM A 217 Gr. WC9 | Linear | SS 17-4PH | SS 17-4PH | CA6NM Nitrided | V | FLASHING CAVITATION | N | 37,18 | AS/SVP/AL/SV/VB/JB/HW | 41412
BARH |  | MIL | 660 | DRV-18/25 | HPH-6A/6B ALT.DRAIN TO F/T | 6 | 273X6.35 | 323.9X9.53 | 210 | 300 | ASTM A 217 Gr. WC9 | Linear | SS 440C | SS 440C | SS 440C | V | FLASHING CAVITATION | N | 37,18 | AS/SVP/LS/AL/SV/VB/JB/HW | 41412
BELLARY |  | MIL | 700 | DRV-18/25 | HPH-6A/6B ALT.DRAIN TO F/T | 6 | 273X6.35 | 323.9X9.53 | 210 | 300 | ASTM A 217 Gr. WC9 | Linear | SS 440C | SS 440C | SS 440C | V | FLASHING | N | 37,18 | AS/SVP/LS/AL/SV/JB/HW/VB | 41412
LALITPUR |  | MIL | 660 | DRV-18/25 | HPH-6A/6B ALT.DRAIN TO F/T | 6 | 273X6.35 | 323.9X9.53 | 210 | 300 | ASTM A 217 Gr. WC9 | Linear | SS 440C | SS 440C | SS 440C | V | FLASHING CAVITATION | N | 37,18 | AS/SVP/LS/AL/SV/VB/JB/HW | 41412
MOUDA |  | MIL | 660 | DRV-18/25 | HPH-6A/6B ALT.DRAIN TO F/T | 6 | 273X6.35 | 323.9X9.53 | 210 | 300 | ASTM A 217 Gr. WC9 | Linear | SS 440C | SS 440C | SS 440C | V | FLASHING CAVITATION | N | 37,18 | AS/SVP/LS/AL/SV/VB/JB/HW | 41412
GADARWADA |  | MIL | 800 | DRV-30/37 | HPH-6A/6B ALT.DRAIN TO F/T | 6 | 273X6.35 | 323.9X9.53 | 300 | 300 | ASTM A 217 Gr. WC9 | Linear | SS 440C | SS 440C | SS 440C | V | FLASHING | N | 37 , 18L | AS/SVP/LS/SV/JB/HW/VB | 41411
KOTHAGUDEM |  | MIL | 800 | DRV-30/37 | HPH-6A/6B ALT.DRAIN TO F/T | 6 | 273X6.35 | 323.9X9.53 | 255 | 300 | ASTM A 217 Gr. WC9 | Linear | SS 440C | SS 440C | SS 440C | V | FLASHING | N | 37,18 | AS/SVP/LS/SV/JB/HW/VB | 41412
WANAKBORI |  | MIL | 800 | DRV-30/37 | HPH-6A/6B ALT.DRAIN TO F/T | 6 | 273X6.35 | 323.9X9.53 | 255 | 300 | ASTM A 217 Gr. WC9 | Linear | SS 440C | SS 440C | SS 440C | V | FLASHING | N | 37,18 | AS/SVP/LS/AL/JB/HW/VB | 41412
YERMARUS |  | MIL | 800 | DRV-30/37 | HPH-6A/6B ALT.DRAIN TO F/T | 6 | 273X6.35 | 323.9X9.53 | 255 | 300 | ASTM A 217 Gr. WC9 | Linear | SS 17-4PH | SS 17-4PH | CA6NM Chrome Plated | V | FLASHING | N | 37 , 18 | AS/SVP/LS/AL/SV/VB/JB/HW | 41412
KARANPURA | NTPC | IL | 660 | DRV-15 | HPH-6A/6B NORMAL DRAIN TO DEAERATOR | 6 | 273X6.35 | 273X6.35 | 275 | 300 | ASTM A 217 Gr. WC9 | Equal % | SS 17-4PH | SS 17-4PH | SS 17-4PH | IV | FLASHING | N |  | POS(SMART)WITH PT,AFR,ALR,LS,SOV,JB,HW | VSC | 31/219 | 17-4PH SS
BELLARY |  | MIL | 700 | DRV-15/22 | HPH-6A/6B NORMAL DRAIN TO DEAERATOR | 6 | 273X6.35 | 323.9X9.53 | 160 | 300 | ASTM A 217 Gr. WC9 | Linear | SS 17-4PH | SS 17-4PH | CA6NM Chrome Plated | IV | FLASHING | N | 38,15 | AS/SVP/LS/AL/SV/JB/HW/VB | 41911
BANHARPALLI | OPGCL | IL | 660 | DRV-15/22 | HPH-6A/6B NORMAL DRAIN TO DEAERATOR | 6 | 273X6.35 | 323.9X9.53 | 175 | 300 | ASTM A 217 Gr. WC9 |  | SS 17-4PH | SS 17-4PH | SS 17-4PH |  | FLASHING |  | VA3R | POS.(SMART),AFR,ALR,SOV,JB,HW | VSC |  | 17-4-PHSS
BARA |  | MIL | 660 | DRV-15/22 | HPH-6A/6B NORMAL DRAIN TO DEAERATOR | 6 | 273X6.35 | 323.9X9.53 | 160 | 300 | ASTM A 217 Gr. WC9 | Mod% | SS 17-4PH | SS 17-4PH | CA6NM Nitrided | IV | FLASHING | N | 38,15 | AS/SVP/AL/SV/JB/HW | 41911
BARH |  | MIL | 660 | DRV-15/22 | HPH-6A/6B NORMAL DRAIN TO DEAERATOR | 6 | 273X6.35 | 323.9X9.53 | 160 | 300 | ASTM A 217 Gr. WC9 | Linear | SS 17-4PH | SS 17-4PH | CA6NM Nitrided | IV | FLASHING | N | 38,15 | AS/SVP/LS/AL/SV/VB/JB/HW | 41911
LALITPUR |  | MIL | 660 | DRV-15/22 | HPH-6A/6B NORMAL DRAIN TO DEAERATOR | 6 | 273X6.35 | 323.9X9.53 | 160 | 300 | ASTM A 217 Gr. WC9 | Linear | SS 17-4PH | SS 17-4PH | CA6NM Nitrided | V | FLASHING | N | 38,18 | AS/SVP/LS/AL/SV/VB/JB/HW | 41411
MOUDA |  | MIL | 660 | DRV-15/22 | HPH-6A/6B NORMAL DRAIN TO DEAERATOR | 6 | 273X6.35 | 323.9X9.53 | 160 | 300 | ASTM A 217 Gr. WC9 | Linear | SS 17-4PH | SS 17-4PH | CA6NM Chrome Plated | IV | FLASHING | N | 38 , 15 | AS/SVP/LS/AL/SV/VB/JB/HW | 41911
GADARWADA |  | MIL | 800 | DRV-27/34 | HPH-6A/6B NORMAL DRAIN TO DEAERATOR | 6 | 273X6.35 | 273X6.35 | 160 | 300 | ASTM A 217 Gr. WC9 | Linear | SS 17-4PH | SS 17-4PH | CA6NM Chrome Plated | IV | FLASHING | N | 38 , 15 | AS/SVP/LS/SV/JB/HW/VB | 41911
KOTHAGUDEM |  | MIL | 800 | DRV-27/34 | HPH-6A/6B NORMAL DRAIN TO DEAERATOR | 6 | 273X6.35 | 273X6.35 | 160 | 300 | ASTM A 217 Gr. WC9 | Linear | SS 17-4PH | SS 17-4PH | CA6NM Chrome Plated | IV | FLASHING | N | 38,15 | AS/SVP/LS/SV/JB/HW/VB | 41611
WANAKBORI |  | MIL | 800 | DRV-27/34 | HPH-6A/6B NORMAL DRAIN TO DEAERATOR | 6 | 273X6.35 | 273X6.35 | 205 | 300 | ASTM A 217 Gr. WC9 | Linear | SS 17-4PH | SS 17-4PH | CA6NM Chrome Plated | IV | FLASHING | N | 38,15 | AS/SVP/LS/AL/JB/HW/VB | 41611
YERMARUS |  | MIL | 800 | DRV-27/34 | HPH-6A/6B NORMAL DRAIN TO DEAERATOR | 6 | 273X6.35 | 273X6.35 | 160 | 300 | ASTM A 217 Gr. WC9 | Linear | SS 17-4PH | SS 17-4PH | CA6NM Chrome Plated | IV | FLASHING | N | 38 , 15 | AS/SVP/LS/AL/SV/VB/JB/HW | 41911
GADARWADA |  | MIL | 800 | DRV-17/23 | HPH-7A/7B ALT.DRAIN TO HPH DRAIN F/T | 6 | 273X12.7 | 323.9X12.7 | 170 | 600 | ASTM A 217 Gr. WC9 | Equal % | SS 440C | SS 440C | SS 440C | V | FLASHING | N | 37 , 18L | AS/SVP/LS/SV/JB/HW/VB | 41421
KOTHAGUDEM |  | MIL | 800 | DRV-17/23 | HPH-7A/7B ALT.DRAIN TO HPH DRAIN F/T | 6 | 273X12.7 | 323.9X12.7 | 120 | 600 | ASTM A 217 Gr. WC9 | Linear | SS 440C | SS 440C | SS 440C | V | FLASHING | N | 37,18L | AS/SVP/LS/SV/JB/HW/VB | 41412
WANAKBORI |  | MIL | 800 | DRV-17/23 | HPH-7A/7B ALT.DRAIN TO HPH DRAIN F/T | 6 | 273X12.7 | 323.9X12.7 | 170 | 600 | ASTM A 217 Gr. WC9 | Equal % | SS 440C | SS 440C | SS 440C | V | FLASHING | N | 37,18 | AS/SVP/LS/AL/JB/HW/VB | 41412
YERMARUS |  | MIL | 800 | DRV-17/23 | HPH-7A/7B ALT.DRAIN TO HPH DRAIN F/T | 6 | 273X12.7 | 323.9X12.7 | 120 | 600 | ASTM A 217 Gr. WC9 | Linear | SS 17-4PH | SS 17-4PH | CA6NM Chrome Plated | V | FLASHING | N | 37,18 | AS/SVP/LS/AL/SV/JB/HW/VB | 41412
KARANPURA | NTPC | IL | 660 | DRV-5 | HPH-7A/7B ALT.DRAIN TO HPH DRAIN F/T | 6 | 273X12.7 | 323.9X12.7 | 275 | 600 | ASTM A 217 Gr. WC9 | Equal % | SS 440C | SS 440C | SS 440C | V | FLASHING | N |  | POS(SMART)WITH PT,AFR,ALR,LS,SOV,JB,HW | VSC | 73.1/285 | SS 440C
SURATGARH |  | IL | 660 | DRV-5 | HPH-7A/7B ALT.DRAIN TO HPH DRAIN F/T | 6 | 323.9X12.7 | 355.6X12.7 | 395 | 600 | ASTM A 217 Gr. WC9 | Linear | SS 440C | SS 440C | SS 440C | V | FLASHING | N | 37 , 18L | POS/AS/AL/LS/SOV/JB/HW | VSC(M) | 73.1/VACUUM/275 | SS 440C
BANHARPALLI | OPGCL | IL | 660 | DRV-5/11 | HPH-7A/7B ALT.DRAIN TO HPH DRAIN F/T | 6 | 273X12.7 | 323.9X12.7 | 175 | 600 | ASTM A 217 Gr. WC9 |  | SS 440C | SS 440C | SS 440C |  | FLASHING CAVITATION |  | VA3D | POS.(SMART),AFR,ALR,SOV,JB,HW | VSC |  | SS 440 C
BARA |  | MIL | 660 | DRV-5/11 | HPH-7A/7B ALT.DRAIN TO HPH DRAIN F/T | 6 | 273X12.7 | 323.9X12.7 | 120 | 600 | ASTM A 217 Gr. WC9 | Equal % | SS 17-4PH | SS 17-4PH | CA6NM Nitrided | V | FLASHING CAVITATION | N | 37,18 | AS/SVP/AL/SV/VB/JB/HW | 91212
BARH |  | MIL | 660 | DRV-5/11 | HPH-7A/7B ALT.DRAIN TO HPH DRAIN F/T | 6 | 273X12.7 | 323.9X12.7 | 120 | 600 | ASTM A 217 Gr. WC9 | Linear | SS 440C | SS 440C | SS 440C | V | FLASHING CAVITATION | N | 37,18L | AS/SVP/LS/AL/SV/JB/HW/VB/DV | 41412
BELLARY |  | MIL | 700 | DRV-5/11 | HPH-7A/7B ALT.DRAIN TO HPH DRAIN F/T | 6 | 273X12.7 | 323.9X12.7 | 95 | 600 | ASTM A 217 Gr. WC9 | Linear | SS 440C | SS 440C | SS 440C | V | FLASHING CAVITATION | N | 67,16 | AS/SVP/LS/AL/SV/JB/HW/VB | 41413
LALITPUR |  | MIL | 660 | DRV-5/11 | HPH-7A/7B ALT.DRAIN TO HPH DRAIN F/T | 6 | 273X12.7 | 323.9X12.7 | 120 | 600 | ASTM A 217 Gr. WC9 | Linear | SS 440C | SS 440C | SS 440C | V | FLASHING CAVITATION | N | 37,18 | AS/SVP/LS/AL/SV/VB/JB/HW | 41412
MOUDA |  | MIL | 660 | DRV-5/11 | HPH-7A/7B ALT.DRAIN TO HPH DRAIN F/T | 6 | 273X12.7 | 323.9X12.7 | 105 | 600 | ASTM A 217 Gr. WC9 | Linear | SS 440C | SS 440C | SS 440C | V | FLASHING CAVITATION | N | 37 , 24 | AS/SVP/LS/AL/SV/VB/JB/HW | 41412
GADARWADA |  | MIL | 800 | DRV-14/20 | HPH-7A/7B NORMAL DRAIN TO HPH-6A/6B | 6 | 273X12.7 | 323.9X12.7 | 140 | 600 | ASTM A 217 Gr. WC9 | Equal % | SS 17-4PH | SS 17-4PH | CA6NM Chrome Plated | IV | FLASHING | N | 38 , 15 | AS/SVP/LS/SV/JB/HW/VB | 41921
KOTHAGUDEM |  | MIL | 800 | DRV-14/20 | HPH-7A/7B NORMAL DRAIN TO HPH-6A/6B | 6 | 273X12.7 | 273X12.7 | 110 | 600 | ASTM A 217 Gr. WC9 | Equal % | SS 17-4PH | SS 17-4PH | CA6NM Chrome Plated | IV | FLASHING | N | 38,15 | AS/SVP/LS/SV/JB/HW/VB | 41621
WANAKBORI |  | MIL | 800 | DRV-14/20 | HPH-7A/7B NORMAL DRAIN TO HPH-6A/6B | 6 | 273X12.7 | 273X12.7 | 110 | 600 | ASTM A 217 Gr. WC9 | Equal % | SS 17-4PH | SS 17-4PH | CA6NM Chrome Plated | IV | FLASHING | N | 38,15 | AS/SVP/LS/AL/JB/HW/VB | 41621
YERMARUS |  | MIL | 800 | DRV-14/20 | HPH-7A/7B NORMAL DRAIN TO HPH-6A/6B | 6 | 273X12.7 | 273X12.7 | 140 | 600 | ASTM A 217 Gr. WC9 | Equal % | SS 17-4PH | SS 17-4PH | CA6NM Chrome Plated | IV | FLASHING | N | 38 , 15 | AS/SVP/LS/AL/SV/JB/HW | 41921
KARANPURA | NTPC | IL | 660 | DRV-2 | HPH-7A/7B NORMAL DRAIN TO HPH-6A/6B | 6 | 273X12.7 | 273X12.7 | 175 | 600 | ASTM A 217 Gr. WC9 | Equal % | SS 17-4PH | SS 17-4PH | SS 17-4PH | IV | FLASHING | N |  | POS(SMART)WITH PT,AFR,ALR,LS,JB,HW | VSC | 73.1/245 | 17-4PH SS
SURATGARH |  | IL | 660 | DRV-2 | HPH-7A/7B NORMAL DRAIN TO HPH-6A/6B | 6 | 323.9X12.7 | 323.9X12.7 | 175 | 600 | ASTM A 217 Gr. WC9 | Linear | SS 17-4PH | SS 17-4PH | SS 17-4PH | V | FLASHING | N | 38 , 15 | POS/AS/AL/LS/SOV/JB/HW | VSC(M) | 73.1/240 | 17-4PH SS
BANHARPALLI | OPGCL | IL | 660 | DRV-2/8 | HPH-7A/7B NORMAL DRAIN TO HPH-6A/6B | 6 | 273X12.7 | 323.9X12.7 | 68 | 600 | ASTM A 217 Gr. WC9 |  | SS 17-4PH | SS 17-4PH | SS 17-4PH |  |  |  | VA5R | POS.(SMART),AFR,ALR,SOV,JB,HW | VSC |  | 17-4-PHSS
BARA |  | MIL | 660 | DRV-2/8 | HPH-7A/7B NORMAL DRAIN TO HPH-6A/6B | 6 | 273X12.7 | 323.9X12.7 | 90 | 600 | ASTM A 217 Gr. WC9 | Linear | SS 17-4PH | SS 17-4PH | CA6NM Nitrided | IV | FLASHING | N | 38,15 | AS/SVP/AL/SV/JB/HW | 41921
BARH |  | MIL | 660 | DRV-2/8 | HPH-7A/7B NORMAL DRAIN TO HPH-6A/6B | 6 | 273X12.7 | 323.9X12.7 | 90 | 600 | ASTM A 217 Gr. WC9 | Equal % | SS 17-4PH | SS 17-4PH | CA6NM Nitrided | IV | FLASHING | N | 38,15 | AS/SVP/LS/AL/SV/JB/HW/VB | 41921
BELLARY |  | MIL | 700 | DRV-2/8 | HPH-7A/7B NORMAL DRAIN TO HPH-6A/6B | 6 | 273X12.7 | 323.9X12.7 | 60 | 600 | ASTM A 217 Gr. WC9 | Equal % | SS 17-4PH | SS 17-4PH | CA6NM Chrome Plated | IV | FLASHING | N | 38,15 | AS/SVP/LS/AL/SV/JB/HW/VB | 41911
LALITPUR |  | MIL | 660 | DRV-2/8 | HPH-7A/7B NORMAL DRAIN TO HPH-6A/6B | 6 | 273X12.7 | 323.9X12.7 | 140 | 600 | ASTM A 217 Gr. WC9 | Equal % | SS 17-4PH | SS 17-4PH | CA6NM Nitrided | V | FLASHING | N | 38,18 | AS/SVP/LS/AL/SV/VB/JB/HW | 41421
MOUDA |  | MIL | 660 | DRV-2/8 | HPH-7A/7B NORMAL DRAIN TO HPH-6A/6B | 6 | 273X12.7 | 323.9X12.7 | 140 | 600 | ASTM A 217 Gr. WC9 | Equal % | SS 17-4PH | SS 17-4PH | CA6NM Chrome Plated | IV | FLASHING | N | 38 , 15 | AS/SVP/LS/AL/SV/VB/JB/HW | 41921
KARANPURA | NTPC | IL | 660 | DRV-8 | HPH-7A/7B NORMAL DRAIN TO HPH-6A/6B | 6 | 273X12.7 | 273X12.7 | 175 | 600 | ASTM A 217 Gr. WC9 | Equal % | SS 17-4PH | SS 17-4PH | SS 17-4PH | IV | FLASHING | N |  | POS(SMART)WITH PT,AFR,ALR,LS,JB,HW | VSC | 73.1/245 | 17-4PH SS
GADARWADA |  | MIL | 800 | DRV-5/11 | HPH-8A/8B ALT DRAIN TO HP DRAIN F/T | 3 | 168.3X10.97 | 219.1X12.7 | 35 | 600 SPL | ASTM A 217 Gr. WC9 | Linear | SS 440C | SS 440C | SS 440C | V | FLASHING | N | 37 , 18L | AS/SVP/LS/SV/JB/HW/VB | 41413
KOTHAGUDEM |  | MIL | 800 | DRV-5/11 | HPH-8A/8B ALT DRAIN TO HP DRAIN F/T | 3 | 168.3X10.97 | 219.1X12.7 | 35 | 900 | ASTM A 217 Gr. WC9 | Mod% | SS 440C | SS 440C | SS 440C | V | FLASHING | N | 37,18 | AS/SVP/LS/SV/JB/HW/VB | 41433
WANAKBORI |  | MIL | 800 | DRV-5/11 | HPH-8A/8B ALT DRAIN TO HP DRAIN F/T | 3 | 168.3X7.11 | 219.1X6.35 | 35 | 900 | ASTM A 217 Gr. WC9 | Mod% | SS 440C | SS 440C | SS 440C | V | FLASHING | N | 37,18 | AS/SVP/LS/AL/JB/HW/VB | 41433
YERMARUS |  | MIL | 800 | DRV-5/11 | HPH-8A/8B ALT DRAIN TO HP DRAIN F/T | 3 | 168.3X10.97 | 219.1X12.7 | 35 | 900 | ASTM A 217 Gr. WC9 | Mod% | SS 17-4PH | SS 17-4PH | CA6NM Chrome Plated | V | FLASHING | N | 37 , 18 | AS/SVP/LS/AL/SV/VB/JB/HW | 41433
BANHARPALLI | OPGCL | IL | 660 | DRV-56/62 | HPH-8A/8B ALT DRAIN TO HP DRAIN F/T | 3 | 168.3X14.27 | 219.1X12.7 | 83 | 900 | ASTM A 217 Gr. WC9 |  | SS 440C | SS 440C | SS 440C |  | FLASHING CAVITATION |  | VA3D | POS.(SMART),AFR,ALR,SOV,JB,HW | VSC |  | SS 440 C
BARA |  | MIL | 660 | DRV-56/62 | HPH-8A/8B ALT DRAIN TO HP DRAIN F/T | 3 | 168.3X14.27 | 219.1X12.7 | 35 | 900 | ASTM A 217 Gr. WC9 | Linear | SS 17-4PH | SS 17-4PH | CA6NM Nitrided | V | CAVITATION FLASHING | N | 37,18L | AS/SVP/AL/SV/VB/JB/HW | 41413
BARH |  | MIL | 660 | DRV-56/62 | HPH-8A/8B ALT DRAIN TO HP DRAIN F/T | 3 | 168.3X14.27 | 219.1X12.7 | 35 | 900 | ASTM A 217 Gr. WC9 | Linear | SS 440C | SS 440C | SS 440C | V | FLASHING CAVITATION | N | 37,18 | AS/SVP/LS/AL/SV/VB/JB/HW | 41413
BELLARY |  | MIL | 700 | DRV-56/62 | HPH-8A/8B ALT DRAIN TO HP DRAIN F/T | 3 | 168.3X14.27 | 219.1X12.7 | 35 | 900 | ASTM A 217 Gr. WC9 | Linear | SS 440C | SS 440C | SS 440C | V | FLASHING CAVITATION | N | 37,18L | AS/SVP/LS/AL/SV/JB/HW/VB | 41433
KARANPURA | NTPC | IL | 660 | DRV-56/62 | HPH-8A/8B ALT DRAIN TO HP DRAIN F/T | 4 | 168.3X14.27 | 219.1X12.7 | 56 | 900 | ASTM A 217 Gr. WC9 | Equal % | SS 440C | SS 440C | SS 440C | V | FLASHING | N |  | POS(SMART)WITH PT,AFR,ALR,LS,SOV,JB,HW | VSC(HT) | 94/VACUUM/310 | SS 440C
LALITPUR |  | MIL | 660 | DRV-56/62 | HPH-8A/8B ALT DRAIN TO HP DRAIN F/T | 3 | 168.3X14.27 | 219.1X12.7 | 35 | 900 | ASTM A 217 Gr. WC9 | Linear | SS 440C | SS 440C | SS 440C | V | FLASHING CAVITATION | N | 37,18 | AS/SVP/LS/AL/SV/VB/JB/HW | 41413
LALITPUR |  | MIL | 660 | DRV-56/62 | HPH-8A/8B ALT DRAIN TO HP DRAIN F/T | 3 | 168.3X14.27 | 219.1X12.7 | 35 | 900 | ASTM A 217 Gr. WC9 | Linear | SS 440C | SS 440C | SS 440C | V | FLASHING CAVITATION | N | 37,18 | AS/SVP/LS/AL/SV/VB/JB/HW | 41413
MOUDA |  | MIL | 660 | DRV-56/62 | HPH-8A/8B ALT DRAIN TO HP DRAIN F/T | 3 | 168.3X14.27 | 219.1X12.7 | 30 | 900 | ASTM A 217 Gr. WC9 | Linear | SS 440C | SS 440C | SS 440C | V | FLASHING CAVITATION | N | 37,18L | AS/SVP/LS/AL/SV/VB/JB/HW | 41413
SURATGARH |  | IL | 660 | DRV-59 | HPH-8A/8B ALT DRAIN TO HP DRAIN F/T | 4 | 219.1X10.31 | 273X12.7 | 99 | 600 | ASTM A 217 Gr. WC9 | Linear | SS 440C | SS 440C | SS 440C | V | FLASHING | N | 38 , 15 | POS/AS/AL/LS/SOV/JB/HW | VSC | 88/VACUUM/300 | SS 440C
GADARWADA |  | MIL | 800 | DRV-2/8 | HPH-8A/8B NORMAL DRAIN TO HPH-7A/7B | 3 | 168.3X10.97 | 168.3X10.97 | 30 | 600 SPL | ASTM A 217 Gr. WC9 | Linear | SS 17-4PH | SS 17-4PH | CA6NM Chrome Plated | IV | FLASHING | N | 38 , 15 | AS/SVP/LS/SV/JB/HW/VB | 41611
KOTHAGUDEM |  | MIL | 800 | DRV-2/8 | HPH-8A/8B NORMAL DRAIN TO HPH-7A/7B | 3 | 168.3X10.97 | 168.3X10.97 | 25 | 600 | ASTM A 217 Gr. WC9 | Linear | SS 17-4PH | SS 17-4PH | CA6NM Chrome Plated | IV | FLASHING | N | 38,18 | AS/SVP/LS/SV/JB/HW/VB | 41111
WANAKBORI |  | MIL | 800 | DRV-2/8 | HPH-8A/8B NORMAL DRAIN TO HPH-7A/7B | 3 | 168.3X7.11 | 219.1X6.35 | 25 | 600 | ASTM A 217 Gr. WC9 | Linear | SS 17-4PH | SS 17-4PH | CA6NM | IV | FLASHING | N | 38,18 | AS/SVP/LS/AL/JB/HW/VB | 41111
YERMARUS |  | MIL | 800 | DRV-2/8 | HPH-8A/8B NORMAL DRAIN TO HPH-7A/7B | 3 | 168.3X10.97 | 168.3X10.97 | 30 | 900 | ASTM A 217 Gr. WC9 | Linear | SS 17-4PH | SS 17-4PH | CA6NM Chrome Plated | IV | FLASHING | N | 38 , 15 | AS/SVP/LS/AL/SV/JB/HW | 41611
BANHARPALLI | OPGCL | IL | 660 | DRV-53/59 | HPH-8A/8B NORMAL DRAIN TO HPH-7A/7B | 3 | 168.3X14.27 | 219.1X12.7 | 44 | 600 | ASTM A 217 Gr. WC9 |  | SS 17-4PH | SS 17-4PH | SS 17-4PH |  | FLASHING |  | VA3R | POS.(SMART),AFR,ALR,SOV,JB,HW | VSC |  | 17-4-PHSS
BARA |  | MIL | 660 | DRV-53/59 | HPH-8A/8B NORMAL DRAIN TO HPH-7A/7B | 3 | 168.3X14.27 | 219.1X12.7 | 30 | 900 | ASTM A 217 Gr. WC9 | Linear | SS 17-4PH | SS 17-4PH | CA6NM Nitrided | IV | FLASHING | N | 38,15 | AS/SVP/AL/SV/JB/HW | 41611
BARH |  | MIL | 660 | DRV-53/59 | HPH-8A/8B NORMAL DRAIN TO HPH-7A/7B | 3 | 168.3X14.27 | 219.1X12.7 | 30 | 900 | ASTM A 217 Gr. WC9 | Linear | SS 17-4PH | SS 17-4PH | CA6NM Nitrided | IV | FLASHING | N | 38,15 | AS/SVP/LS/AL/SV/VB/JB/HW | 41611
BELLARY |  | MIL | 700 | DRV-53/59 | HPH-8A/8B NORMAL DRAIN TO HPH-7A/7B | 3 | 168.3X14.27 | 219.1X12.7 | 35 | 900 | ASTM A 217 Gr. WC9 | Linear | SS 17-4PH | SS 17-4PH | CA6NM Chrome Plated | IV | FLASHING | N | 38,15 | AS/SVP/LS/AL/SV/JB/HW/VB | 41621
KARANPURA | NTPC | IL | 660 | DRV-53/59 | HPH-8A/8B NORMAL DRAIN TO HPH-7A/7B | 4 | 168.3X14.27 | 168.3X14.27 | 56 | 900 | ASTM A 217 Gr. WC9 | Equal % | SS 17-4PH | SS 17-4PH | SS 17-4PH | IV | FLASHING | N |  | POS(SMART)WITH PT,AFR,ALR,LS,SOV,JB,HW | VSC | 94/290 | 17-4PH SS
LALITPUR |  | MIL | 660 | DRV-53/59 | HPH-8A/8B NORMAL DRAIN TO HPH-7A/7B | 3 | 168.3X14.27 | 219.1X12.7 | 30 | 900 | ASTM A 217 Gr. WC9 | Linear | SS 17-4PH | SS 17-4PH | CA6NM Nitrided | V | FLASHING | N | 38,18 | AS/SVP/LS/AL/SV/VB/JB/HW | 41411
MOUDA |  | MIL | 660 | DRV-53/59 | HPH-8A/8B NORMAL DRAIN TO HPH-7A/7B | 3 | 168.3X14.27 | 219.1X12.7 | 30 | 900 | ASTM A 217 Gr. WC9 | Linear | SS 17-4PH | SS 17-4PH | CA6NM Chrome Plated | IV | FLASHING | N | 38,15 | AS/SVP/LS/AL/SV/VB/JB/HW | 41611
SURATGARH |  | IL | 660 | DRV-53/59 | HPH-8A/8B NORMAL DRAIN TO HPH-7A/7B | 4 | 219.1X10.31 | 219.1X10.31 | 68 | 600 | ASTM A 217 Gr. WC9 | Linear | SS 17-4PH | SS 17-4PH | SS 17-4PH | V | FLASHING | N | 37 , 18L | POS/AS/AL/LS/SOV/JB/HW | VSC | 88/285 | 17-4PH SS
BANHARPALLI | OPGCL | IL | 660 | DRV-37 | LPH-2 ALT. DRAIN TO LP DRAIN F/T | 12 | 323.9X9.53 | 355.6X9.53 | 1440 | 300 | ASTM A 217 Gr. WC9 |  | SS 440C | SS 440C | SS 440C |  | FLASHING CAVITATION |  | SPA2XMF | POS.(SMART),AFR,ALR,SOV,JB,HW | VSC(M) |  | SS 440 C
BARA |  | MIL | 660 | DRV-37 | LPH-2 ALT. DRAIN TO LP DRAIN F/T | 10 | 323.9X9.53 | 355.6X9.53 | 750 | 300 | ASTM A 217 Gr. WC9 | Linear | SS 17-4PH | SS 17-4PH | CA6NM Nitrided | V | FLASHING CAVITATION | N | 37,18L | AS/SVP/AL/SV/VB/JB/HW | 41412
BARH |  | MIL | 660 | DRV-37 | LPH-2 ALT. DRAIN TO LP DRAIN F/T | 10 | 323.9X9.53 | 355.6X9.53 | 1000 | 300 | ASTM A 217 Gr. WC9 | Mod% | SS 440C | SS 440C | SS 440C | V | FLASHING CAVITATION | N | 37,18L | AS/SVP/LS/AL/SV/VB/DV/JB/HW | 41412
BELLARY |  | MIL | 700 | DRV-37 | LPH-2 ALT. DRAIN TO LP DRAIN F/T | 8 | 323.9X9.53 | 355.6X9.53 | 550 | 300 | ASTM A 217 Gr. WC9 | Linear | SS 440C | SS 440C | SS 440C | V | FLASHING CAVITATION | N | 37,18L | AS/SVP/LS/AL/SV/JB/HW/VB | 41412
KARANPURA | NTPC | IL | 660 | DRV-37 | LPH-2 ALT. DRAIN TO LP DRAIN F/T | 8 | 323.9X9.53 | 355.6X9.53 | 640 | 300 | ASTM A 217 Gr. WC9 | Linear | SS 440C | SS 440C | SS 440C | V | FLASHING | N |  | POS(SMART)WITH PT,AFR,ALR,LS,SOV,JB,HW | VSC | 7/VACUUM/115 | SS 440C
LALITPUR |  | MIL | 660 | DRV-37 | LPH-2 ALT. DRAIN TO LP DRAIN F/T | 12 | 323.9X9.53 | 355.6X9.53 | 580 | 300 | ASTM A 217 Gr. WC9 | ON-OFF | SS 440C | SS 440C | SS 440C | V | FLASHING CAVITATION | N | 37,18 | AS/SVP/LS/AL/SV/VB/JB/HW | 41412
MOUDA |  | MIL | 660 | DRV-37 | LPH-2 ALT. DRAIN TO LP DRAIN F/T | 10 | 323.9X6.35 | 355.6X9.53 | 900 | 300 | ASTM A 217 Gr. WC9 | Linear | SS 440C | SS 440C | SS 440C | V | FLASHING CAVITATION | N | 37,18L | AS/SVP/LS/AL/SV/VB/JB/HW | 41412
SURATGARH |  | IL | 660 | DRV-37 | LPH-2 ALT. DRAIN TO LP DRAIN F/T | 8 | 323.9X9.53 | 355.6X9.53 | 640 | 300 | ASTM A 217 Gr. WC9 | Linear | SS 440C | SS 440C | SS 440C | V | FLASHING CAVITATION | N | 38 , 15 | POS/AS/AL/LS/SOV/JB/HW | VSC | 7/VACUUM/105 | SS 440C
BANHARPALLI | OPGCL | IL | 660 | DRV-34 | LPH-2 NORMAL DRAIN TO LPH-1 | 8 | 323.9X9.53 | 323.9X9.53 | 640 | 300 | ASTM A 217 Gr. WC9 |  | SS 17-4PH | SS 17-4PH | SS 17-4PH |  | FLASHING |  | VA4R | POS.(SMART),AFR,ALR,SOV,JB,HW | VSC |  | 17-4-PHSS
BARA |  | MIL | 660 | DRV-34 | LPH-2 NORMAL DRAIN TO LPH-1 | 10 | 323.9X9.53 | 355.6X9.53 | 1000 | 300 | ASTM A 217 Gr. WC9 | Linear | SS 17-4PH | SS 17-4PH | CA6NM Nitrided | IV | FLASHING | N | 38,18 | AS/SVP/AL/SV/VB/JB/HW | 41611
BARH |  | MIL | 660 | DRV-34 | LPH-2 NORMAL DRAIN TO LPH-1 | 10 | 323.9X9.53 | 355.6X9.53 | 1000 | 300 | ASTM A 217 Gr. WC9 | Linear | SS 17-4PH | SS 17-4PH | CA6NM Nitrided | IV | FLASHING | N | 38,18 | AS/SVP/LS/AL/SV/VB/JB/HW | 41611
BELLARY |  | MIL | 700 | DRV-34 | LPH-2 NORMAL DRAIN TO LPH-1 | 8 | 323.9X9.53 | 355.6X9.53 | 640 | 300 | ASTM A 217 Gr. WC9 | Linear | SS 17-4PH | SS 17-4PH | CA6NM | IV | FLASHING | N | 38,18 | AS/SVP/LS/AL/SV/JB/HW/VB | 41731
KARANPURA | NTPC | IL | 660 | DRV-34 | LPH-2 NORMAL DRAIN TO LPH-1 | 8 | 323.9X9.53 | 355.6X9.53 | 640 | 300 | ASTM A 217 Gr. WC9 | Equal % | SS 17-4PH | SS 17-4PH | SS 17-4PH | IV | FLASHING | N |  | POS(SMART)WITH PT,AFR,ALR,LS,SOV,JB,HW | VSC | 7/VACUUM/95 | 17-4PH SS
LALITPUR |  | MIL | 660 | DRV-34 | LPH-2 NORMAL DRAIN TO LPH-1 | 8 | 323.9X9.53 | 355.6X9.53 | 500 | 300 | ASTM A 217 Gr. WC9 | Linear | SS 17-4PH | SS 17-4PH | CA6NM Nitrided | V | FLASHING | N | 38,18 | AS/SVP/LS/AL/SV/VB/JB/HW | 41411
MOUDA |  | MIL | 660 | DRV-34 | LPH-2 NORMAL DRAIN TO LPH-1 | 10 | 323.9X6.35 | 355.6X9.53 | 1000 | 300 | ASTM A 217 Gr. WC9 | Linear | SS 17-4PH | SS 17-4PH | CA6NM Chrome Plated | IV | FLASHING | N | 38,18 | AS/SVP/LS/AL/SV/VB/JB/HW | 41611
SURATGARH |  | IL | 660 | DRV-34 | LPH-2 NORMAL DRAIN TO LPH-1 | 10 | 323.9X9.53 | 355.6X9.53 | 600 | 300 | ASTM A 217 Gr. WC9 | Mod Linear | SS 17-4PH | SS 17-4PH | SS 17-4PH | V | FLASHING | N | 38 , 15 | POS/AS/AL/LS/SOV/JB/HW | VSN | 7/VACUUM/85 | 17-4PH SS
GADARWADA |  | MIL | 800 | DRV-81 | LPH-2A&2B ALT. DRAIN TO F/T-B | 4 | 219.1X6.35 | 219.1X6.35 | 195 | 300 | ASTM A 217 Gr. WC9 | Equal % | SS 17-4PH | SS 17-4PH | CA6NM | V | FLASHING | N | 37 , 15 | AS/SVP/LS/SV/JB/HW/VB | 41721
KOTHAGUDEM |  | MIL | 800 | DRV-81 | LPH-2A&2B ALT. DRAIN TO F/T-B | 8 | 219X6.35 | 219X6.35 | 575 | 300 | ASTM A 217 Gr. WC9 | Equal % | SS 440C | SS 440C | CA6NM Chrome Plated | V | FLASHING | N | 37,18L | AS/SVP/LS/SV/JB/HW/VB | 41421
WANAKBORI |  | MIL | 800 | DRV-81 | LPH-2A&2B ALT. DRAIN TO F/T-B | 8 | 168.3X10.97 | 168.3X10.97 | 400 | 300 | ASTM A 217 Gr. WC9 | Equal % | SS 17-4PH | SS 17-4PH | CA6NM Chrome Plated | IV | FLASHING | N | 37,18 | AS/SVP/LS/AL/JB/HW/VB | 41421
YERMARUS |  | MIL | 800 | DRV-81 | LPH-2A&2B ALT. DRAIN TO F/T-B | 6 | 219.1X6.35 | 219.1X6.35 | 400 | 300 | ASTM A 217 Gr. WC9 | Linear | SS 17-4PH | SS 17-4PH | CA6NM | V | FLASHING | N | 37,18 | AS/SVP/LS/AL/SV/VB/JB/HW | 41711
KOTHAGUDEM |  | MIL | 800 | DRV-78 | LPH-2A&2B NORMAL DRAIN TO DC-1 | 8 | 219X6.35 | 219X6.35 | 575 | 300 | ASTM A 217 Gr. WC9 | Equal % | SS 440C | SS 440C | CA6NM Chrome Plated | V | FLASHING | N | 38,18 | AS/SVP/LS/SV/JB/HW/VB | 41421
WANAKBORI |  | MIL | 800 | DRV-78 | LPH-2A&2B NORMAL DRAIN TO DC-1 | 8 | 219.1X6.35 | 323.9X9.53 | 400 | 300 | ASTM A 217 Gr. WC9 | Equal % | SS 440C | SS 440C | SS 440C | V | FLASHING | N | 38,18 | AS/SVP/LS/AL/JB/HW/VB | 41421
YERMARUS |  | MIL | 800 | DRV-78 | LPH-2A&2B NORMAL DRAIN TO DC-1 | 8 | 219.1X6.35 | 219.1X6.35 | 415 | 300 | ASTM A 217 Gr. WC9 | Linear | SS 17-4PH | SS 17-4PH | CA6NM | IV | FLASHING | N | 38,18 | AS/SVP/LS/AL/SV/VB/JB/HW | 41711
BANHARPALLI | OPGCL | IL | 660 | DRV-31 | LPH-3 ALT. DRAIN TO F/T | 8 | 273X6.35 | 323.9X9.53 | 640 | 300 | ASTM A 217 Gr. WC9 |  | SS 440C | SS 440C | SS 440C |  | FLASHING CAVITATION |  | VA4D | POS.(SMART),AFR,ALR,SOV,JB,HW | VSC |  | SS 440 C
BARA |  | MIL | 660 | DRV-31 | LPH-3 ALT. DRAIN TO F/T | 8 | 273X6.35 | 323X9.53 | 500 | 300 | ASTM A 217 Gr. WC9 | Linear | SS 17-4PH | SS 17-4PH | CA6NM Nitrided | V | FLASHING CAVITATION | N | 37,18L | AS/SVP/AL/SV/VB/JB/HW | 41412
BARH |  | MIL | 660 | DRV-31 | LPH-3 ALT. DRAIN TO F/T | 8 | 273X6.35 | 323X9.53 | 500 | 300 | ASTM A 217 Gr. WC9 | Linear | SS 440C | SS 440C | SS 440C | V | FLASHING CAVITATION | N | 37,18L | AS/SVP/LS/AL/SV/JB/HW/VB/DV | 41412
BELLARY |  | MIL | 700 | DRV-31 | LPH-3 ALT. DRAIN TO F/T | 8 | 273X6.35 | 323.9X9.53 | 400 | 300 | ASTM A 217 Gr. WC9 | Linear | SS 440C | SS 440C | SS 440C | V | FLASHING CAVITATION | N | 37,18L | AS/SVP/LS/AL/SV/JB/HW/VB | 41432
KARANPURA | NTPC | IL | 660 | DRV-31 | LPH-3 ALT. DRAIN TO F/T | 6 | 273X6.35 | 323.9X9.53 | 395 | 300 | ASTM A 217 Gr. WC9 | Linear | SS 440C | SS 440C | SS 440C | V | FLASHING | N |  | POS(SMART)WITH PT,AFR,ALR,LS,SOV,JB,HW | VSC | 7/VACUUM/145 | SS 440C
LALITPUR |  | MIL | 660 | DRV-31 | LPH-3 ALT. DRAIN TO F/T | 10 | 273X6.35 | 323.9X9.53 | 1000 | 300 | ASTM A 217 Gr. WC9 | Linear | SS 440C | SS 440C | SS 440C | V | FLASHING CAVITATION | N | 37,18 | AS/SVP/LS/AL/SV/VB/JB/HW | 41412
MOUDA |  | MIL | 660 | DRV-31 | LPH-3 ALT. DRAIN TO F/T | 8 | 273X6.35 | 323.9X9.53 | 500 | 300 | ASTM A 217 Gr. WC9 | Linear | SS 440C | SS 440C | SS 440C | V | FLASHING CAVITATION | Y | 37,18L | AS/SVP/LS/AL/SV/VB/JB/HW | 41412
SURATGARH |  | IL | 660 | DRV-31 | LPH-3 ALT. DRAIN TO F/T | 6 | 273X6.35 | 323.9X9.53 | 395 | 300 | ASTM A 217 Gr. WC9 | Linear | SS 440C | SS 440C | SS 440C | V | FLASHING | N | 37 , 18 | POS/AS/AL/LS/SOV/JB/HW | VSC(M) | 7/VACUUM/130 | SS 440C
GADARWADA |  | MIL | 800 | DRV-58 | LPH-3 ALT. DRAIN TO F/T | 8 | 273X6.35 | 323.9X9.53 | 575 | 300 | ASTM A 217 Gr. WC9 | Equal % | SS 440C | SS 440C | SS 440C | V | FLASHING | N | 37 , 18L | AS/SVP/LS/SV/JB/HW/VB | 41421
KOTHAGUDEM |  | MIL | 800 | DRV-58 | LPH-3 ALT. DRAIN TO F/T | 8 | 273X6.35 | 323.9X9.53 | 575 | 300 | ASTM A 217 Gr. WC9 | Equal % | SS 17-4PH | SS 17-4PH | CA6NM Chrome Plated | V | FLASHING | N | 37,18L | AS/SVP/LS/SV/JB/HW/VB | 41421
WANAKBORI |  | MIL | 800 | DRV-58 | LPH-3 ALT. DRAIN TO F/T | 10 | 273X6.35 | 323.9X9.53 | 900 | 300 | ASTM A 217 Gr. WC9 | Equal % | SS 440C | SS 440C | SS 440C | V | FLASHING | N | 37,18 | AS/SVP/LS/AL/JB/HW/VB | 41421
YERMARUS |  | MIL | 800 | DRV-58 | LPH-3 ALT. DRAIN TO F/T | 8 | 273X6.35 | 323.9X9.53 | 900 | 300 | ASTM A 217 Gr. WC9 | Equal % | SS 17-4PH | SS 17-4PH | CA6NM Chrome Plated | V | FLASHING | N | 37 , 18 | AS/SVP/LS/AL/SV/VP/JB/HW | 41421
BANHARPALLI | OPGCL | IL | 660 | DRV-28 | LPH-3 NORMAL DRAIN TO LPH-2 | 6 | 273X6.35 | 323.9X9.53 | 315 | 300 | ASTM A 217 Gr. WC9 |  | SS 17-4PH | SS 17-4PH | SS 17-4PH |  | FLASHING |  | VA3R | POS.(SMART),AFR,ALR,SOV,JB,HW | VSC |  | 17-4-PHSS
BARA |  | MIL | 660 | DRV-28 | LPH-3 NORMAL DRAIN TO LPH-2 | 8 | 273X6.35 | 323.9X9.53 | 640 | 300 | ASTM A 217 Gr. WC9 | Linear | SS 17-4PH | SS 17-4PH | CA6NM Nitrided | IV | FLASHING | N | 38,18 | AS/SVP/AL/SV/VB/JB/HW | 41611
BARH |  | MIL | 660 | DRV-28 | LPH-3 NORMAL DRAIN TO LPH-2 | 6 | 273X6.35 | 323.9X9.53 | 400 | 300 | ASTM A 217 Gr. WC9 | Linear | SS 17-4PH | SS 17-4PH | CA6NM | IV | FLASHING | N | 38,18 | AS/SVP/LS/AL/SV/VB/JB/HW | 41711
BELLARY |  | MIL | 700 | DRV-28 | LPH-3 NORMAL DRAIN TO LPH-2 | 6 | 273X6.35 | 323.9X9.53 | 400 | 300 | ASTM A 217 Gr. WC9 | Linear | SS 17-4PH | SS 17-4PH | CA6NM | IV | FLASHING | N | 38,18 | AS/SVP/LS/AL/SV/JB/HW/VB | 41731
KARANPURA | NTPC | IL | 660 | DRV-28 | LPH-3 NORMAL DRAIN TO LPH-2 | 6 | 273X6.35 | 323.9X9.53 | 275 | 300 | ASTM A 217 Gr. WC9 | Linear | SS 17-4PH | SS 17-4PH | SS 17-4PH | IV | FLASHING | N |  | POS(SMART)WITH PT,AFR,ALR,LS,SOV,JB,HW | VSC | 7/VACUUM/130 | 17-4PH SS
LALITPUR |  | MIL | 660 | DRV-28 | LPH-3 NORMAL DRAIN TO LPH-2 | 6 | 273X6.35 | 323.9X9.53 | 400 | 300 | ASTM A 217 Gr. WC9 | Linear | SS 17-4PH | SS 17-4PH | CA6NM | V | FLASHING | N | 38,18 | AS/SVP/LS/AL/SV/VB/JB/HW | 41711
MOUDA |  | MIL | 660 | DRV-28 | LPH-3 NORMAL DRAIN TO LPH-2 | 8 | 273X6.35 | 323.9X9.53 | 415 | 300 | ASTM A 217 Gr. WC9 | Linear | SS 17-4PH | SS 17-4PH | CA6NM | IV | FLASHING | N | 38,18 | AS/SVP/LS/AL/SV/VB/JB/HW | 41711
SURATGARH |  | IL | 660 | DRV-28 | LPH-3 NORMAL DRAIN TO LPH-2 | 6 | 273X6.35 | 323.9X9.53 | 395 | 300 | ASTM A 217 Gr. WC9 | Linear | SS 17-4PH | SS 17-4PH | SS 17-4PH | V | FLASHING | N | 37 , 18L | POS/AS/AL/LS/SOV/JB/HW | VSC(M) | 7/VACUUM/110 | 17-4PH SS
KOTHAGUDEM |  | MIL | 800 | DRV-43 | LPH-4 ALT. DRAIN TO F/T | 4 | 168.3X7.11 | 219.1X6.35 | 195 | 300 | ASTM A 217 Gr. WC9 | Linear | SS 440C | SS 440C | CA6NM | V | FLASHING | N | 37,15 | AS/SVP/LS/SV/JB/HW/VB | 41711
WANAKBORI |  | MIL | 800 | DRV-43 | LPH-4 ALT. DRAIN TO F/T | 6 | 168.3X3.4 | 168.3X3.4 | 208 | 300 | ASTM A 217 Gr. WC9 | Linear | SS 17-4PH | SS 17-4PH | CF8M Chrome Plated | V |  | N | 37,15 | AS/SVP/LS/AL/JB/HW/VB | 41711
GADARWADA |  | MIL | 800 | DRV-43 | LPH-4 ALT. DRAIN TO F/T | 6 | 219.1X6.35 | 273X6.35 | 275 | 300 | ASTM A 217 Gr. WC9 | Linear | SS 440C | SS 440C | SS 440C | V | FLASHING | N | 37 , 18 | AS/SVP/LS/SV/JB/HW/VB | 41711
YERMARUS |  | MIL | 800 | DRV-43 | LPH-4 ALT. DRAIN TO F/T | 6 | 219.1X6.35 | 273X6.35 | 400 | 300 | ASTM A 217 Gr. WC9 | Linear | SS 17-4PH | SS 17-4PH | CA6NM | V | FLASHING | N | 37,18 | AS/SVP/LS/AL/SV/JB/HW/VB | 41711
BANHARPALLI | OPGCL | IL | 660 | DRV-68 | LPH-4 ALT. DRAIN TO F/T | 6 | 168.3X7.11 | 219.1X8.18 | 395 | 300 | ASTM A 217 Gr. WC9 |  | SS 440C | SS 440C | SS 440C |  | FLASHING CAVITATION |  | VA3D | POS.(SMART),AFR,ALR,SOV,JB,HW | VSC |  | SS 440 C
BARA |  | MIL | 660 | DRV-68 | LPH-4 ALT. DRAIN TO F/T | 6 | 168.3X7.11 | 219.1X8.18 | 300 | 300 | ASTM A 217 Gr. WC9 | Linear | SS 17-4PH | CA6NM Nitrided | CA6NM Nitrided | IV | FLASHING CAVITATION | N | 37,18 | AS/SVP/AL/SV/JB/HW | 41412
BARH |  | MIL | 660 | DRV-68 | LPH-4 ALT. DRAIN TO F/T | 6 | 168.3X7.11 | 219.1X8.18 | 300 | 300 | ASTM A 217 Gr. WC9 | Linear | SS 440C | SS 440C | SS 440C | V | FLASHING CAVITATION | N | 37,18 | AS/SVP/LS/AL/SV/VB/JB/HW | 41412
BELLARY |  | MIL | 700 | DRV-68 | LPH-4 ALT. DRAIN TO F/T | 6 | 168.3X7.11 | 219.1X8.18 | 210 | 300 | ASTM A 217 Gr. WC9 | Linear | SS 440C | SS 440C | SS 440C | V | FLASHING CAVITATION | N | 37,18 | AS/SVP/LS/AL/SV/JB/HW/VB | 41432
KARANPURA | NTPC | IL | 660 | DRV-68 | LPH-4 ALT. DRAIN TO F/T | 4 | 168.3X7.11 | 219.1X8.18 | 175 | 300 | ASTM A 217 Gr. WC9 | Linear | SS 440C | SS 440C | SS 440C | V | FLASHING | N |  | POS(SMART)WITH PT,AFR,ALR,LS,SOV,JB,HW | VSC | 7/VACUUM/180 | SS 440C
LALITPUR |  | MIL | 660 | DRV-68 | LPH-4 ALT. DRAIN TO F/T | 6 | 168.3X7.11 | 219.1X8.18 | 210 | 300 | ASTM A 217 Gr. WC9 | Linear | SS 440C | SS 440C | SS 440C | V | FLASHING CAVITATION | N | 37,18 | AS/SVP/LS/AL/SV/VB/JB/HW | 41412
MOUDA |  | MIL | 660 | DRV-68 | LPH-4 ALT. DRAIN TO F/T | 6 | 168.3X7.11 | 219.1X8.18 | 255 | 300 | ASTM A 217 Gr. WC9 | Linear | SS 440C | SS 440C | SS 440C | V | FLASHING CAVITATION | N | 37,18 | AS/SVP/LS/AL/SV/VB/JB/HW | 41412
SURATGARH |  | IL | 660 | DRV-68 | LPH-4 ALT. DRAIN TO F/T | 6 | 168.3X7.11 | 219.1X8.18 | 275 | 300 | ASTM A 217 Gr. WC9 | Linear | SS 440C | SS 440C | SS 440C | V | FLASHING | N | 37 , 15 | POS/AS/AL/LS/SOV/JB/HW | VSC | 7/VACUUM/165 | SS 440C
GADARWADA |  | MIL | 800 | DRV-40 | LPH-4 NORMAL DRAIN TO LPH-3 | 4 | 219.1X6.35 | 273X6.35 | 140 | 300 | ASTM A 217 Gr. WC9 | Equal % | SS 17-4PH | SS 17-4PH | CA6NM Chrome Plated | IV | FLASHING | N | 38 , 15 | AS/SVP/LS/SV/JB/HW/VB | 41621
KOTHAGUDEM |  | MIL | 800 | DRV-40 | LPH-4 NORMAL DRAIN TO LPH-3 | 3 | 168.3X7.11 | 219.1X6.35 | 110 | 300 | ASTM A 217 Gr. WC9 | Equal % | SS 440C | SS 440C | CA6NM | IV | FLASHING | N | 38,13 | AS/SVP/LS/SV/JB/HW/VB | 41721
WANAKBORI |  | MIL | 800 | DRV-40 | LPH-4 NORMAL DRAIN TO LPH-3 | 3 | 114.3X3.05 | 114.3X3.05 | 110 | 300 | ASTM A 217 Gr. WC9 | Equal % | SS 17-4PH | SS 17-4PH | SS 316 | V |  | N | 38,13 | AS/SVP/LS/AL/JB/HW/VB | 41721
YERMARUS |  | MIL | 800 | DRV-40 | LPH-4 NORMAL DRAIN TO LPH-3 | 3 | 168.3X7.11 | 219.1X6.35 | 110 | 300 | ASTM A 217 Gr. WC9 | Linear | SS 17-4PH | SS 17-4PH | CA6NM | IV | FLASHING | N | 38,13 | AS/SVP/LS/SV/JB/HW/AL | 41711
BANHARPALLI | OPGCL | IL | 660 | DRV-65 | LPH-4 NORMAL DRAIN TO LPH-3 | 3 | 168.3X7.11 | 219.1X8.18 | 99 | 300 | ASTM A 217 Gr. WC9 |  | SS 17-4PH | SS 17-4PH | SS 17-4PH |  | FLASHING |  | VA2R | POS.(SMART),AFR,ALR,SOV,JB,HW | VSC |  | 17-4-PHSS
BARA |  | MIL | 660 | DRV-65 | LPH-4 NORMAL DRAIN TO LPH-3 | 3 | 168.3X7.11 | 219.1X8.18 | 110 | 300 | ASTM A 217 Gr. WC9 | Linear | SS 17-4PH | SS 17-4PH | CA6NM | IV | FLASHING | N | 38,13 | AS/SVP/AL/SV/JB/HW | 41711
BARH |  | MIL | 660 | DRV-65 | LPH-4 NORMAL DRAIN TO LPH-3 | 3 | 168.3X7.11 | 219.1X8.18 | 110 | 300 | ASTM A 217 Gr. WC9 | Linear | SS 17-4PH | SS 17-4PH | CA6NM | IV | FLASHING | N | 38,13 | AS/SVP/LS/AL/SV/JB/HW | 41711
BELLARY |  | MIL | 700 | DRV-65 | LPH-4 NORMAL DRAIN TO LPH-3 | 4 | 168.3X7.11 | 219.1X8.18 | 110 | 300 | ASTM A 217 Gr. WC9 | Linear | SS 17-4PH | SS 17-4PH | CA6NM | IV | FLASHING | N | 38,13 | AS/SVP/LS/AL/SV/JB/HW/VB | 41711
KARANPURA | NTPC | IL | 660 | DRV-65 | LPH-4 NORMAL DRAIN TO LPH-3 | 3 | 168.3X7.11 | 219.1X8.18 | 99 | 300 | ASTM A 217 Gr. WC9 | Equal % | SS 17-4PH | SS 17-4PH | SS 17-4PH | IV | FLASHING | N |  | POS(SMART)WITH PT,AFR,ALR,LS,SOV,JB,HW | VSC | 7/VACUUM/150 | 17-4PH SS
LALITPUR |  | MIL | 660 | DRV-65 | LPH-4 NORMAL DRAIN TO LPH-3 | 3 | 168.3X7.11 | 219.1X8.18 | 110 | 300 | ASTM A 217 Gr. WC9 | Linear | SS 17-4PH | SS 17-4PH | CA6NM | V | FLASHING | N | 38,15 | AS/SVP/LS/AL/SV/VB/JB/HW | 41711
MOUDA |  | MIL | 660 | DRV-65 | LPH-4 NORMAL DRAIN TO LPH-3 | 3 | 168.3X7.11 | 219.1X8.18 | 110 | 300 | ASTM A 217 Gr. WC9 | Linear | SS 17-4PH | SS 17-4PH | CA6NM | IV | FLASHING | N | 38,13 | AS/SVP/LS/AL/SV/VB/JB/HW | 41711
SURATGARH |  | IL | 660 | DRV-65 | LPH-4 NORMAL DRAIN TO LPH-3 | 3 | 168.3X7.11 | 219.1X8.18 | 99 | 300 | ASTM A 217 Gr. WC9 | Linear | SS 17-4PH | SS 17-4PH | SS 17-4PH | V | FLASHING | N | 37 , 18 | POS/AS/AL/LS/SOV/JB/HW | VSC | 7/VACUUM/135 | 17-4PH SS
BANHARPALLI | OPGCL | IL | 660 | CDV-22/25 | MAIN COND CONTROL | 14 | 457X12.7 | 457X12.7 | 1560 | 300 | ASTM A 216 Gr. WCC |  | SS 17-4PH | SS 17-4PH | SS 316 + ST |  | HIGH DP |  | SPA2MF | POS.(SMART),AFR,ALR,JB,HW | VSC |  | SS316+ST
BARA |  | MIL | 660 | CDV-22/25 | MAIN COND CONTROL | 12 | 457X12.7 | 457X12.7 | 1500 | 300 | ASTM A 216 Gr. WCC | Mod% | SS 17-4PH | SS 17-4PH | CA6NM Nitrided | IV | HIGH DP | N | 38,24 | AS/SVP/AL/JB/HW/VB | 41631
BARH |  | MIL | 660 | CDV-22/25 | MAIN COND CONTROL | 14 | 457X12.7 | 457X12.7 | 1600 | 300 | ASTM A 216 Gr. WCC | Equal % | SS 17-4PH | SS 17-4PH | CA6NM Nitrided | IV | HIGH DP | N | 38,24 | AS/SVP/LS/AL/JB/HW/VB /DV | 41621
BELLARY |  | MIL | 700 | CDV-22/25 | MAIN COND CONTROL | 14 | 457X12.7 | 457X12.7 | 1600 | 300 | ASTM A 216 Gr. WCC | Equal % | SS 17-4PH | SS 17-4PH | CA6NM Chrome Plated | IV | HIGH DP | N | 38,24 | AS/SVP/LS/AL/SV/JB/HW/VB | 41621
GADARWADA |  | MIL | 800 | CDV-22/25 | MAIN COND CONTROL | 14 | 457X12.7 | 457X12.7 | 1600 | 300 | ASTM A 216 Gr. WCC | Equal % | SS 17-4PH | SS 17-4PH | CA6NM Chrome Plated | IV | HIGH DP | N | 38 , 24 | AS/SVP/LS/AL/JB/HW/VB | 41621
KARANPURA | NTPC | IL | 660 | CDV-22/25 | MAIN COND CONTROL | 14 | 475X12.7 | 475X12.7 | 1960 | 300 SPL | ASTM A 216 Gr. WCC | Equal % | SS 17-4PH | SS 17-4PH | SS 316 + ST | IV | HIGH DP | N |  | POS(SMART)WITH PT,AFR,ALR,LS,JB,HW | VSC(M) | 49/75 | SS 316 + ST
KOTHAGUDEM |  | MIL | 800 | CDV-22/25 | MAIN COND CONTROL | 14 | 457X12.7 | 457X12.7 | 1960 | 300 | ASTM A 216 Gr. WCC | Equal % | SS 17-4PH | SS 17-4PH | CA6NM Chrome Plated | V | HIGH DP | N | 68,16 | AS/SVP/LS/AL/SV/JB/HW/VB | 41421
LALITPUR |  | MIL | 660 | CDV-22/25 | MAIN COND CONTROL | 12 | 457X12.7 | 457X12.7 | 1500 | 300 | ASTM A 216 Gr. WCC | Mod% | SS 17-4PH | SS 17-4PH | CA6NM Nitrided | V | HIGH DP | N | 68,16 | AS/SVP/LS/AL/JB/HW/VB | 41331
MOUDA |  | MIL | 660 | CDV-22/25 | MAIN COND CONTROL | 14 | 457X12.7 | 457X12.7 | 1600 | 300 | ASTM A 216 Gr. WCC | Equal % | SS 17-4PH | SS 17-4PH | CA6NM Chrome Plated | IV | HIGH DP | N | 38,24 | AS/SVP/LS/AL/VB/JB/HW | 41621
SURATGARH |  | IL | 660 | CDV-22/25 | MAIN COND CONTROL | 14 | 457X12.7 | 457X12.7 | 1960 | 300 | ASTM A 216 Gr. WCC | Equal % | SS 17-4PH | SS 17-4PH | SS 316 + ST | V | HIGH DP CAVITATION | N | 38 , 24 | POS/AS/AL/LS/SOV/JB/HW | VSC(M) | 45/55 | SS 316 + ST
WANAKBORI |  | MIL | 800 | CDV-22/25 | MAIN COND CONTROL | 14 | 457X12.7 | 457X12.7 | 1600 | 300 | ASTM A 216 Gr. WCC | Equal % | SS 17-4PH | SS 17-4PH | CA6NM Chrome Plated | IV | HIGH DP | N | 68,16 | AS SVP/LS/AL/VB/JB/HW | 41621
YERMARUS |  | MIL | 800 | CDV-22/25 | MAIN COND CONTROL | 14 | 457X12.7 | 457X12.7 | 1600 | 300 | ASTM A 216 Gr. WCC | Equal % | SS 17-4PH | SS 17-4PH | CA6NM Chrome Plated | IV | HIGH DP | N | 38 , 24 | AS/SVP/LS/AL/JB/HW/VB | 41621

## combine 3 (hidden)
PROJECT | CUSTOMER | VENDOR | RATING | TAG NO | SERVICE | VALVE SIZE (Inch) | PIPE INLET | PIPE OUTLET | Cv | VALVE RATING (ASME) | PR/TEMP | BODY MATERIAL | TRIM TYPE | TRIM MATERIAL SEAT | TRIM MATERIAL PLUG | TRIM MATERIAL CAGE | LEAKAGE | VALVE TYPE | IBR | ACTUATOR | ACCESSORIES | VALVE MODEL | TRIM MATERIAL GUIDE BUSH
KARANPURA | NTPC | IL | 660 | CDV-10 | CEP A/B/C MIN. RECIRCULATION | 6 | 219.1X8.18 | 219.1X8.18 | 110 | 300 | 49/VACUUM/75 | ASTM A 217 Gr. WC9 | Mod Equal % | SS 17-4PH | SS 17-4PH | SS 17-4PH | V | HIGH DP CAVITATION | N |  | POS(SMART)WITH PT,AFR,ALR,LS,JB,HW | VHD(A) | 17-4PH SS
BANHARPALLI | OPGCL | IL | 660 | CDV-10/12/14 | CEP A/B/C MIN. RECIRCULATION | 6 | 219.1X8.18 | 219.1X8.18 | 90 | 300 |  | ASTM A 217 Gr. WC9 |  | SS 17-4PH | SS 17-4PH | SS 17-4PH |  | HIGH DP CAVITATION |  | VA4D | POS.(SMART),AFR,ALR,JB,HW | VHD (A) | 17-4-PHSS
BARA |  | MIL | 660 | CDV-10/12/14 | CEP A/B/C MIN. RECIRCULATION | 6 | 219.1X8.18 | 219.1X8.18 | 90 | 300 |  | ASTM A 217 Gr. WC9 | Mod% | SS 17-4PH | SS 17-4PH | CA6NM Nitrided | V | HIGH DP CAVITATION | N | 37,18L | AS/SVP/AL/JB/HW/VB | 91222
BARH |  | MIL | 660 | CDV-10/12/14 | CEP A/B/C MIN. RECIRCULATION | 6 | 219.1X8.18 | 219.1X8.18 | 95 | 300 |  | ASTM A 217 Gr. WC9 | Mod Linear | SS 17-4PH | SS 17-4PH | CA6NM Nitrided | V | HIGH DP CAVITATION | N | 37,18 | AS/SVP/LS/AL/VB/JB/HW | 71433
BELLARY |  | MIL | 700 | CDV-10/12/14 | CEP A/B/C MIN. RECIRCULATION | 6 | 219.1X8.18 | 219.1X8.18 | 95 | 300 |  | ASTM A 217 Gr. WC9 | Mod Linear | SS 17-4PH | SS 17-4PH | CA6NM Chrome Plated | V | HIGH DP CAVITATION | N | 37,18L | AS/SVP/LS/AL/SV/JB/HW/VB | 71433
GADARWADA |  | MIL | 800 | CDV-10/12/14 | CEP A/B/C MIN. RECIRCULATION | 6 | 219.1X8.18 | 219.1X8.18 | 95 | 300 |  | ASTM A 217 Gr. WC9 | Mod Linear | SS 17-4PH | SS 17-4PH | CA6NM Chrome Plated | V | HIGH DP CAVITATION | N | 37 , 18L | AS/SVP/LS/AL/JB/HW/VB | 71433
LALITPUR |  | MIL | 660 | CDV-10/12/14 | CEP A/B/C MIN. RECIRCULATION | 6 | 219.1X8.18 | 219.1X8.18 | 95 | 300 |  | ASTM A 217 Gr. WC9 | Mod Linear | SS 17-4PH | SS 17-4PH | CA6NM Nitrided | V | HIGH DP CAVITATION | N | 37,18 | AS/SVP/LS/AL/JB/HW/VB | 41433
MOUDA |  | MIL | 660 | CDV-10/12/14 | CEP A/B/C MIN. RECIRCULATION | 6 | 219.1X8.18 | 219.1X8.18 | 95 | 300 |  | ASTM A 217 Gr. WC9 | Mod Linear | SS 17-4PH | SS 17-4PH | CA6NM Chrome Plated | V | HIGH DP CAVITATION | N | 37,18L | AS/SVP/LS/AL/VB/JB/HW | 71433
YERMARUS |  | MIL | 800 | CDV-10/12/14 | CEP A/B/C MIN. RECIRCULATION | 6 | 219.1X8.18 | 219.1X8.18 | 95 | 300 |  | ASTM A 217 Gr. WC9 | Mod Linear | SS 17-4PH | SS 17-4PH | CA6NM Chrome Plated | V | HIGH DP CAVITATION | N | 37,18 | AS/SVP/LS/AL/VB/JB/HW | 71433
BANHARPALLI | OPGCL | IL | 660 | CDV-72 | COND FOR VALVE GLAND SEALING | 1 | 60.3X5.54 | 60.3X5.54 | 1.6 | 300 |  | ASTM A 217 Gr. WC9 |  | SS 17-4PH | SS 17-4PH | SS 17-4PH |  | HIGH DP |  | VA1D | POS.(SMART),AFR,ALR,JB,HW | VLS(CAS) | 17-4-PHSS
BARA |  | MIL | 660 | CDV-72 | COND FOR VALVE GLAND SEALING | 1 | 60.3X5.54 | 60.3X5.54 | 1.7 | 300 |  | ASTM A 217 Gr. WC9 | Linear ON/OFF | SS 17-4PH | SS 17-4PH | CA6NM Nitrided | V | HIGH DP | N | 37,11 | AS/SVP/AL/JB/HW | 41112
BARH |  | MIL | 660 | CDV-72 | COND FOR VALVE GLAND SEALING | 1 | 60.3X5.54 | 60.3X5.54 | 1.7 | 300 |  | ASTM A 217 Gr. WC9 | Linear | SS 17-4PH | SS 17-4PH | CA6NM Nitrided | V | HIGH DP | N | 37,11 | AS/SVP/LS/AL/JB/HW | 41112
BELLARY |  | MIL | 700 | CDV-72 | COND FOR VALVE GLAND SEALING | 1 | 60.3X5.54 | 60.3X5.54 | 1.7 | 300 |  | ASTM A 217 Gr. WC9 | Linear | SS 17-4PH | SS 17-4PH | CA6NM Chrome Plated | V | HIGH DP CAVITATION | N | 38,11 | AS/SVP/AL/LS/SV/JB/HW | 41112
GADARWADA |  | MIL | 800 | CDV-72 | COND FOR VALVE GLAND SEALING | 1 | 60.3X5.54 | 60.3X5.54 | 1.7 | 300 |  | ASTM A 217 Gr. WC9 | Linear | SS 17-4PH | SS 17-4PH | CA6NM Chrome Plated | V | HIGH DP | N | 37 , 11 | AS/SVP/LS/AL/JB/HW | 41112
KARANPURA | NTPC | IL | 660 | CDV-72 | COND FOR VALVE GLAND SEALING | 1 | 60.3X5.54 | 60.3X5.54 | 1.6 | 300 | 49/75 | ASTM A 217 Gr. WC9 | Mod Linear | SS 17-4PH | SS 17-4PH | SS 316 + ST | V | HIGH DP | N |  | POS(SMART)WITH PT,AFR,ALR,LS,JB,HW | VSL(CAS) | SS 316 + ST
KOTHAGUDEM |  | MIL | 800 | CDV-72 | COND FOR VALVE GLAND SEALING | 1 | 60.3X5.54 | 60.3X5.54 | 1.7 | 300 |  | ASTM A 216 Gr. WCC | Mod% | SS 17-4PH | SS 17-4PH | CA6NM Chrome Plated | V |  | N | 37,11 | AS/SVP/LS/AL/SV/JB/HW | 41132
LALITPUR |  | MIL | 660 | CDV-72 | COND FOR VALVE GLAND SEALING | 1 | 60.3X5.54 | 60.3X5.54 | 1.7 | 300 |  | ASTM A 217 Gr. WC9 | Linear | SS 17-4PH | SS 17-4PH | CA6NM Nitrided | V | HIGH DP CAVITATION | N | 37,11 | AS/SVP/LS/AL/JB/HW | 41112
MOUDA |  | MIL | 660 | CDV-72 | COND FOR VALVE GLAND SEALING | 1 | 60.3X5.54 | 60.3X5.54 | 1.7 | 300 |  | ASTM A 217 Gr. WC9 | Linear | SS 17-4PH | SS 17-4PH | CA6NM Chrome Plated | V | HIGH DP | N | 37,11 | AS/SVP/LS/AL/JB/HW | 41112
SURATGARH |  | IL | 660 | CDV-72 | COND FOR VALVE GLAND SEALING | 1 | 60.33X5.54 | 60.33X5.54 | 1.6 | 300 | 45/55 | ASTM A 217 Gr. WC9 | Mod Linear | SS 17-4PH | SS 17-4PH | SS 17-4PH | V | HIGH DP | N | 37 , 11 | POS/AS/AL/LS/SOV/JB/HW | VLS(CAS) | 17-4PH SS
WANAKBORI |  | MIL | 800 | CDV-72 | COND FOR VALVE GLAND SEALING | 1 | 60.3X5.54 | 60.3X5.54 | 1.7 | 300 |  | ASTM A 217 Gr. WC9 | Linear | SS 17-4PH | SS 17-4PH | CA6NM Chrome Plated | V |  | N | 37,11 | AS/SVP/LS/AL/JB/HW | 41112
YERMARUS |  | MIL | 800 | CDV-72 | COND FOR VALVE GLAND SEALING | 1 | 60.3X5.54 | 60.3X5.54 | 2 | 300 |  | ASTM A 217 Gr. WC9 | Linear | SS 17-4PH | SS 17-4PH | CA6NM Chrome Plated | V | HIGH DP | N | 37 , 11 | AS/SVP/LS/AL/JB/HW | 41112
BANHARPALLI | OPGCL | IL | 660 | CDV-67 | COND SPRAY TO F/T | 1 | 33.4X4.55 | 33.4X4.55 | 4 | 300 |  | ASTM A 217 Gr. WC9 |  | SS 17-4PH | SS 17-4PH | SS 17-4PH |  | HIGH DP CAVITATION |  | VA1D | AFR,ALR,LS,SOV,JB,HW | VSL(CAGE) | 17-4-PHSS
BARA |  | MIL | 660 | CDV-67 | COND SPRAY TO F/T | 1 | 33.4X4.55 | 33.4X4.55 | 3.8 | 300 |  | ASTM A 217 Gr. WC9 | Mod% | SS 17-4PH | SS 17-4PH | CA6NM Nitrided | V | HIGH DP CAVITATION | N | 37,11 | AS/LS/AL/SV/JB/HW | 41112
BARH |  | MIL | 660 | CDV-67 | COND SPRAY TO F/T | 1 | 33.4X4.55 | 33.4X4.55 | 3.8 | 300 |  | ASTM A 217 Gr. WC9 | Linear (ON-OFF) | SS 17-4PH | SS 17-4PH | CA6NM Nitrided | V | HIGH DP CAVITATION | N | 37,11 | AS/LS/SV/JB/HW | 41112
BELLARY |  | MIL | 700 | CDV-67 | COND SPRAY TO F/T | 1 | 33.4X4.55 | 33.4X4.55 | 3.8 | 300 |  | ASTM A 217 Gr. WC9 | Linear | SS 17-4PH | SS 17-4PH | CA6NM Chrome Plated | V | HIGH DP CAVITATION | N | 37,11 | AS/LS/AL/SV/JB/HW | 41112
GADARWADA |  | MIL | 800 | CDV-67 | COND SPRAY TO F/T | 1 | 33.4X4.55 | 33.4X4.55 | 3.8 | 300 |  | ASTM A 217 Gr. WC9 | Linear | SS 17-4PH | SS 17-4PH | CA6NM Chrome Plated | V | HIGH DP CAVITATION | N | 37 , 11 | AS/LS/AL/SV/JB/HW | 41112
KOTHAGUDEM |  | MIL | 800 | CDV-67 | COND SPRAY TO F/T | 1 | 33.4X4.55 | 33.4X4.55 | 3.8 | 300 |  | ASTM A 217 Gr. WC9 | Linear | SS 17-4PH | SS 17-4PH | CA6NM Chrome Plated | V | CAVITATION | N | 37,11 | AS/LS/AL/SV/JB/HW | 41112
LALITPUR |  | MIL | 660 | CDV-67 | COND SPRAY TO F/T | 1 | 33.4X4.55 | 33.4X4.55 | 3.8 | 300 |  | ASTM A 217 Gr. WC9 | Linear(ON-OFF) | SS 17-4PH | SS 17-4PH | CA6NM Nitrided | V | HIGH DP CAVITATION | N | 37,11 | AS/LS/AL/JB/HW/SV | 41112
MOUDA |  | MIL | 660 | CDV-67 | COND SPRAY TO F/T | 1 | 33.4X4.55 | 33.4X4.55 | 3.8 | 300 |  | ASTM A 217 Gr. WC9 | Linear | SS 17-4PH | SS 17-4PH | CA6NM Chrome Plated | V | HIGH DP CAVITATION | N | 37,11 | AS/LS/AL/SV/JB/HW | 41112
SURATGARH |  | IL | 660 | CDV-67 | COND SPRAY TO F/T | 1 | 33.4X4.55 | 33.4X4.55 | 4 | 300 | 45/VACUUM/55 | ASTM A 217 Gr. WC9 | Quick Opening | SS 17-4PH | SS 17-4PH | SS 17-4PH | V | HIGH DP CAVITATION | N | 37 , 11 | AS/AL/LS/SOV/JB/HW | VLS(CAGE) | 17-4PH SS
WANAKBORI |  | MIL | 800 | CDV-67 | COND SPRAY TO F/T | 1 | 33.4X4.55 | 33.4X4.55 | 3.8 | 300 |  | ASTM A 217 Gr. WC9 | Linear | SS 17-4PH | SS 17-4PH | CA6NM Chrome Plated | V | CAVITATION | N | 37,11 | AS/LS/AL/SV/JB/HW | 41112
YERMARUS |  | MIL | 800 | CDV-67 | COND SPRAY TO F/T | 1 | 33.4X4.55 | 33.4X4.55 | 4 | 300 |  | ASTM A 217 Gr. WC9 | Linear (ON-OFF) | SS 17-4PH | SS 17-4PH | CA6NM Chrome Plated | V | HIGH DP CAVITATION | N | 37 , 11 | AS/LS/AL/SV/JB/HW | 41112
BANHARPALLI | OPGCL | IL | 660 | ASV-8 | D/A PEGGING FRM AUX STM HDR | 12 | 323.9X9.53 | 559X10 | 860 | 300 |  | ASTM A 216 Gr. WCC |  | SS 17-4PH | SS 17-4PH | SS 316 + ST |  | HIGH DP |  | VA5D | POS.(SMART),AFR,ALR,JB,HW | VSN | SS316+ST
BARA |  | MIL | 660 | ASV-8 | D/A PEGGING FRM AUX STM HDR | 10 | 323.9X9.53 | 559X10 | 750 | 300 |  | ASTM A 216 Gr. WCC | Linear | SS 17-4PH | SS 17-4PH | CA6NM Nitrided | IV | HIGH DP | Y | 37,18L | AS/SVP/AL/VB/JB/HW/LNP/EXP | 41912
BARH |  | MIL | 660 | ASV-8 | D/A PEGGING FRM AUX STM HDR | 10 | 323.9X9.53 | 559X10 | 900 | 300 |  | ASTM A 216 Gr. WCC | Linear | SS 17-4PH | SS 17-4PH | CA6NM Nitrided | IV | HIGH DP | Y | 37,18L | AS/SVP/LS/AL/VB/JB/HW/LNP/EXP/DV | 41912
BELLARY |  | MIL | 700 | ASV-8 | D/A PEGGING FRM AUX STM HDR | 10 | 323.9X9.53 | 559X10 | 750 | 300 |  | ASTM A 216 Gr. WCC | Linear | SS 17-4PH | SS 17-4PH | CA6NM Chrome Plated | IV | HIGH DP | Y | 37,18L | AS/SVP/LS/AL/SV/JB/HW/LNP/EXP/VB | 41912
GADARWADA |  | MIL | 800 | ASV-8 | D/A PEGGING FRM AUX STM HDR | 10 | 323.9X9.53 | 559X10 | 900 | 300 |  | ASTM A 216 Gr. WCC | Linear | SS 17-4PH | SS 17-4PH | CA6NM Chrome Plated | IV | HIGH DP | Y | 37 , 18L | AS/SVP/LS/AL/JB/HW/LNP/ EXP/VB | 41912
KARANPURA | NTPC | IL | 660 | ASV-8 | D/A PEGGING FRM AUX STM HDR | 10 | 273X6.35 | 559X10 | 600 | 300 | 20/350 | ASTM A 217 Gr. WC9 | Mod Equal % | SS 17-4PH | SS 17-4PH | SS 316 + ST + HCP | IV | HIGH DP | Y |  | POS(SMART)WITH PT,AFR,ALR,LS,JB,HW | VSN(HT) | SS 316 + ST
KOTHAGUDEM |  | MIL | 800 | ASV-8 | D/A PEGGING FRM AUX STM HDR | 10 | 273X6.35 | 508X12.7 | 900 | 300 |  | ASTM A 217 Gr. WC9 | Linear | SS 17-4PH | SS 17-4PH | CA6NM Chrome Plated | V | HIGH DP | Y | 67,16 | AS/SVP/LS/AL/SV/JB/HW/LNP/EXP/VB | 41412
LALITPUR |  | MIL | 660 | ASV-8 | D/A PEGGING FRM AUX STM HDR | 10 | 323.9X9.53 | 559X10 | 750 | 300 |  | ASTM A 216 Gr. WCC | Linear | SS 17-4PH | SS 17-4PH | CA6NM Nitrided | V | HIGH DP | Y | 37,18 | AS/SVP/LS/AL/VB/JB/HW/LNP | 41412
MOUDA |  | MIL | 660 | ASV-8 | D/A PEGGING FRM AUX STM HDR | 10 | 323.9X9.53 | 559X10 | 900 | 300 |  | ASTM A 216 Gr. WCC | Linear | SS 17-4PH | SS 17-4PH | CA6NM Chrome Plated | IV | HIGH DP | Y | 37 , 18 | AS/SVP/LS/AL/VB/JB/HW/LNP/EXP/VB | 41912
SURATGARH |  | IL | 660 | ASV-8 | D/A PEGGING FRM AUX STM HDR | 12 | 323.9X9.53 | 559X10 | 720 | 300 | 20/240 | ASTM A 216 Gr. WCC | Mod Equal % | SS 17-4PH | SS 17-4PH | SS 316 + ST | V | HIGH DP | Y | 37 , 18L | POS/AS/AL/LS/SOV/JB/HW | VSN | SS 316 + ST
WANAKBORI |  | MIL | 800 | ASV-8 | D/A PEGGING FRM AUX STM HDR | 10 | 273X6.35 | 508X12.7 | 500 | 300 |  | ASTM A 217 Gr. WC9 | Mod% | SS 17-4PH | SS 17-4PH | CA6NM Chrome Plated | IV |  | Y | 37,18 | AS/SVP/LS/AL/VB/JB/HW | 41932
YERMARUS |  | MIL | 800 | ASV-8 | D/A PEGGING FRM AUX STM HDR | 10 | 323.9X9.53 | 559X10 | 900 | 300 |  | ASTM A 216 Gr. WCC | Linear | SS 17-4PH | SS 17-4PH | CA6NM Chrome Plated | IV | HIGH DP | Y | 37 , 18 | AS/SVP/LS/AL/VB/JB/HW/LNP/EXP | 41912
BANHARPALLI | OPGCL | IL | 660 | CRHV-6 | D/A PEGGING FRM CRH LINE | 12 | 355.6X15.09 | 965X37 | 760 | 600 |  | ASTM A 217 Gr. WC9 |  | SS 17-4PH | SS 17-4PH | SS 316 + ST + HCP |  | HIGH DP |  | SPA2MF | POS.(SMART),AFR,ALR,JB,HW | VSN(HT) | SS316+ST
BARA |  | MIL | 660 | CRHV-6 | D/A PEGGING FRM CRH LINE | 12 | 355.6X15.09 | 965X37 | 1100 | 600 |  | ASTM A 217 Gr. WC9 | Linear | SS 17-4PH | CA6NM Nitrided | CA6NM Nitrided | IV | HIGH DP | Y | 68,16 | AS/SVP/AL/VB/JB/HW/LNP/EXP | 41912
BARH |  | MIL | 660 | CRHV-6 | D/A PEGGING FRM CRH LINE | 12 | 355.6X15.09 | 965X37 | 1100 | 600 |  | ASTM A 217 Gr. WC9 | Linear | SS 17-4PH | CA6NM Nitrided | CA6NM Nitrided | IV | HIGH DP | Y | 68,16 | AS/SVP/LS/AL/VB/JB/HW/LNP/EXP/DV | 41912
BELLARY |  | MIL | 700 | CRHV-6 | D/A PEGGING FRM CRH LINE | 12 | 355.6X15.09 | 965X34 | 850 | 600 |  | ASTM A 217 Gr. WC9 | Linear | SS 17-4PH | CA6NM Nitrided | CA6NM Nitrided | IV | HIGH DP | Y | 68,16 | AS/SVP/LS/AL/SV/JB/HW/LNP/EXP/VB | 41912
GADARWADA |  | MIL | 800 | CRHV-6 | D/A PEGGING FRM CRH LINE | 12 | 406.4X16 | 965X34 | 960 | 600 |  | ASTM A 217 Gr. WC9 | Linear | SS 17-4PH | CA6NM Nitrided | CA6NM Nitrided | IV | HIGH DP | Y | 68 , 16 | AS/SVP/LS/AL/JB/HW/LNP/ EXP/VB | 41912
KARANPURA | NTPC | IL | 660 | CRHV-6 | D/A PEGGING FRM CRH LINE | 10 | 355.6X15.09 | 965X37 | 600 | 600 | 73.1/380 | ASTM A 217 Gr. WC9 | Mod Linear | SS 17-4PH | SS 17-4PH | SS 316 + ST + HCP | IV | HIGH DP | Y |  | POS(SMART)WITH PT,AFR,ALR,LS,JB,HW | VSN(HT) | SS 316 + ST
KOTHAGUDEM |  | MIL | 800 | CRHV-6 | D/A PEGGING FRM CRH LINE | 10 | 406.4X16 | 965X34 | 900 | 600 |  | ASTM A 217 Gr. WC9 | Linear | SS 17-4PH | CA6NM Nitrided | CA6NM Nitrided | V | HIGH DP | Y | 68,16 | AS/SVP/LS/AL/SV/JB/HW/LNP/EXP/VB | 41412
LALITPUR |  | MIL | 660 | CRHV-6 | D/A PEGGING FRM CRH LINE | 12 | 355.6X15.09 | 965X34 | 850 | 600 |  | ASTM A 217 Gr. WC9 | Linear | SS 17-4PH | CA6NM Nitrided | CA6NM Nitrided | V | HIGH DP | Y | 68,16 | AS/SVP/LS/AL/VB/JB/HW/LNP/EXP | 41412
MOUDA |  | MIL | 660 | CRHV-6 | D/A PEGGING FRM CRH LINE | 12 | 355.6X15.09 | 965X37 | 1100 | 600 |  | ASTM A 217 Gr. WC9 | Linear | SS 17-4PH | CA6NM Nitrided | CA6NM Nitrided | IV | HIGH DP | Y | 68,16 | AS/SVP/LS/AL/VB/JB/HW/LNP/EXP/VB | 41912
SURATGARH |  | IL | 660 | CRHV-6 | D/A PEGGING FRM CRH LINE | 12 | 355.6X15.09 | 965X34 | 760 | 600 | 73.1/360 | ASTM A 217 Gr. WC9 | Mod Linear | SS 17-4PH | SS 17-4PH | SS 316 + ST + HCP | V | HIGH DP | Y | 68 , 16 | POS/AS/AL/LS/SOV/JB/HW | VSN(HT) | SS 316 + ST
WANAKBORI |  | MIL | 800 | CRHV-6 | D/A PEGGING FRM CRH LINE | 10 | 406.4X16 | 965X34 | 900 | 600 |  | ASTM A 217 Gr. WC9 | Linear | SS 17-4PH | CA6NM Nitrided | CA6NM Nitrided | IV |  | Y | 68,16 | AS/SVP/LS/AL/JB/HW/LNP/EXP/VB | 41912
YERMARUS |  | MIL | 800 | CRHV-6 | D/A PEGGING FRM CRH LINE | 12 | 406.4X16 | 965X34 | 960 | 600 |  | ASTM A 216 Gr. WCC | Linear | SS 17-4PH | CA6NM Nitrided | CA6NM Nitrided | IV | HIGH DP | Y | 68,16 | AS/SVP/LS/AL/VB/JB/LNP/EXP | 41912
BANHARPALLI | OPGCL | IL | 660 | DRV-48 | DEAERATOR OVERFLOW TO F/T | 6 | 219.1X6.35 | 323.9X9.53 | 275 | 300 |  | ASTM A 217 Gr. WC9 |  | SS 440C | SS 440C | SS 440C |  | FLASHING |  | VA3D | POS.(SMART),AFR,ALR,JB,HW | VSC | SS 440 C
BARA |  | MIL | 660 | DRV-48 | DEAERATOR OVERFLOW TO F/T | 6 | 219.1X6.35 | 323.9X9.53 | 240 | 300 |  | ASTM A 217 Gr. WC9 | on/off | SS 17-4PH | SS 17-4PH | CA6NM Nitrided | V | FLASHING | N | 37,15 | AS/LS/AL/SV/VB/JB/HW | 414X1
BARH |  | MIL | 660 | DRV-48 | DEAERATOR OVERFLOW TO F/T | 6 | 219.1X6.35 | 323.9X9.53 | 240 | 300 |  | ASTM A 217 Gr. WC9 | on/off | SS 440C | SS 440C | SS 440C | V | FLASHING | N | 37,15 | AS/LS/SV/VB/JB/HW | 417X1
BELLARY |  | MIL | 700 | DRV-48 | DEAERATOR OVERFLOW TO F/T | 6 | 219.1X6.35 | 323.9X9.53 | 400 | 300 |  | ASTM A 217 Gr. WC9 | ON/OFF | SS 17-4PH | SS 17-4PH | CA6NM | V | FLASHING | N | 37,18 | AS/SVP/LS/AL/SV/JB/HW/VB | 417X1
KARANPURA | NTPC | IL | 660 | DRV-48 | DEAERATOR OVERFLOW TO F/T | 6 | 219.1X6.35 | 323.9X9.53 | 275 | 300 | 20/VACUUM/200 | ASTM A 217 Gr. WC9 | Quick Opening | SS 440C | SS 440C | SS 440C | V | FLASHING | N |  | AFR,ALR,LS,SOV,JB,HW | VSC | SS 440C
LALITPUR |  | MIL | 660 | DRV-48 | DEAERATOR OVERFLOW TO F/T | 6 | 219.1X6.35 | 323.9X9.53 | 240 | 300 |  | ASTM A 217 Gr. WC9 | Linear | SS 440C | SS 440C | SS 440C | V | FLASHING CAVITATION | N | 37,15 | AS/SVP/LS/AL/SV/VB/JB/HW | 417X1
MOUDA |  | MIL | 660 | DRV-48 | DEAERATOR OVERFLOW TO F/T | 6 | 219.1X6.35 | 323.9X9.53 | 240 | 300 |  | ASTM A 217 Gr. WC9 | ON/OFF | SS 440C | SS 440C | SS 440C | V | FLASHING | N | 37,15 | AS/LS/AL/SV/JB/HW/VB | 417X1
SURATGARH |  | IL | 660 | DRV-48 | DEAERATOR OVERFLOW TO F/T | 6 | 219.1X6.35 | 323.9X9.53 | 275 | 300 | 20/VACUUM/200 | ASTM A 217 Gr. WC9 | Quick Opening | SS 440C | SS 440C | SS 440C | V | FLASHING | N | 37 , 18L | AS/AL/LS/SOV/JB/HW | VSC | SS 440C
KOTHAGUDEM |  | MIL | 800 | DRV-73 | DEAERATOR OVERFLOW TO F/T | 6 | 219.1X6.35 | 323.9X9.53 | 400 | 300 |  | ASTM A 217 Gr. WC9 | ON/OFF | SS 440C | SS 440C | CA6NM | V | FLASHING | N | 37,18 | AS/LS/AL/SV/JB/HW/VB | 417X1
WANAKBORI |  | MIL | 800 | DRV-73 | DEAERATOR OVERFLOW TO F/T | 6 | 168.3X10.97 | 219.1X12.7 | 400 | 300 |  | ASTM A 217 Gr. WC9 | ON/OFF | SS 440C | SS 440C | SS 440C | V | FLASHING | N | 37,18 | AS/LS/AL/SV/JB/HW/VB | 417X1
GADARWADA |  | MIL | 800 | DRV-73 | DEAERATOR OVERFLOW TO F/T | 6 | 219.1X6.35 | 323.9X9.53 | 208 | 300 |  | ASTM A 217 Gr. WC9 | ON-OFF | SS 440C | SS 440C | SS 440C | V | FLASHING | N | 37 , 18 | AS/LS/AL/SV/JB/HW/VB | 417X1
YERMARUS |  | MIL | 800 | DRV-73 | DEAERATOR OVERFLOW TO F/T | 6 | 219.1X6.35 | 323.9X9.53 | 208 | 300 |  | ASTM A 217 Gr. WC9 | ON-OFF | SS 17-4PH | SS 17-4PH | CA6NM | V | FLASHING | N | 37 , 18 | AS/LS/AL/SV/VB/JB/HW | 417X1
KARANPURA | NTPC | IL | 660 | DMV-78 | DM EMER M/U TO CST | 6 | 219.1X3.76 | 219.1X3.76 | 370 | 300 | 10/VACUUM/50 | ASTM A 351 Gr. CF8M | Mod Equal % 1 | SS 17-4PH | SS 17-4PH | SS 316 + ST | V |  | N |  | POS(SMART)WITH PT,AFR,ALR,LS,JB,HW | VSC | SS 316 + ST
SURATGARH |  | IL | 660 | DMV-40 | DM EMER M/U TO HOTWELL | 2 | 88.9X3.05 | 88.9X3.05 | 44 | 300 | 10/VACUUM/50 | ASTM A 351 Gr. CF8M | Equal % | SS 17-4PH | SS 17-4PH | SS 316 + ST | V | CAVITATION | N | 38 , 18 | POS/AS/AL/LS/SOV/JB/HW | VSC | SS 316 + ST
YERMARUS |  | MIL | 800 | DMV-48 | DM EMER M/U TO HOTWELL | 6 | 168.3X3.14 | 168.3X3.14 | 195 | 300 |  | ASTM A 351 Gr. CF8M | Mod % | SS 17-4PH | SS 17-4PH | CF8M Chrome Plated | IV | CAVITATION | N | 38,15 | AS/SVP/LS/AL/JB/HW | 41632
KOTHAGUDEM |  | MIL | 800 | DMV-5 | DM EMER M/U TO HOTWELL | 4 | 114.3X3.05 | 114.3X3.05 | 120 | 300 |  | ASTM A 351 Gr. CF8M | Linear | SS 17-4PH | SS 17-4PH | CF8M Chrome Plated | V | CAVITATION | N | 38,15 | AS/SVP/LS/AL/SV/JB/HW/VB | 41412
WANAKBORI |  | MIL | 800 | DMV-5 | DM EMER M/U TO HOTWELL | 4 | 168.3X3.4 | 168.3X3.4 | 145 | 300 |  | ASTM A 351 Gr. CF8M | Linear | SS 17-4PH | SS 17-4PH | CA6NM Chrome Plated | IV |  | N | 38,15 | AS/SVP/LS/AL/JB/HW/VB | 41412
LALITPUR |  | MIL | 660 | DMV-63 | DM EMER M/U TO HOTWELL | 3 | 114.3X3.05 | 114.3X3.05 | 120 | 300 |  | ASTM A 351 Gr. CF8M | Linear | SS 17-4PH | SS 17-4PH | CF8M Chrome Plated | V | CAVITATION | N | 38,15 | AS/SVP/LS/AL/VB/JB/HW | 41412
BARA |  | MIL | 660 | DMV-9 | DM EMER M/U TO HOTWELL | 6 | 168.3X3.4 | 168.3X3.4 | 300 | 300 |  | ASTM A 351 Gr. CF8M | Linear | SS 17-4PH | SS 17-4PH | CF8M Chrome Plated | V | CAVITATION | N | 38,18 | AS/SVP/AL/JB/HW/VB | 41412
BARH |  | MIL | 660 | DMV-9 | DM EMER M/U TO HOTWELL | 6 | 273X4.19 | 273X4.19 | 255 | 300 |  | ASTM A 351 Gr. CF8M | Linear | SS 17-4PH | SS 17-4PH | CA6NM Chrome Plated | V | CAVITATION | N | 38,18 | AS/SVP/LS/AL/VB/JB/HW | 41412
BELLARY |  | MIL | 700 | DMV-9 | DM EMER M/U TO HOTWELL | 4 | 168.3X3.4 | 168.3X3.4 | 145 | 300 |  | ASTM A 351 Gr. CF8M | Mod% | SS 17-4PH | SS 17-4PH | CF8M Chrome Plated | V | CAVITATION | N | 38,15 | AS/SVP/LS/AL/SV/JB/HW/VB | 41432
GADARWADA |  | MIL | 800 | DMV-9 | DM EMER M/U TO HOTWELL | 6 | 273X4.19 | 273X4.19 | 300 | 300 |  | ASTM A 351 Gr. CF8M | Linear | SS 17-4PH | SS 17-4PH | CF8M Chrome Plated | V | CAVITATION | N | 38 , 18 | AS/SVP/LS/AL/SV/JB/HW/VB | 41612
MOUDA |  | MIL | 660 | DMV-9 | DM EMER M/U TO HOTWELL | 6 | 273X4.19 | 273X4.19 | 300 | 300 |  | ASTM A 351 Gr. CF8M | Linear | SS 17-4PH | SS 17-4PH | CF8M Chrome Plated | V | CAVITATION | N | 38,18 | AS/SVP/LS/AL/VB/JB/HW | 41412
KARANPURA | NTPC | IL | 660 | DMV-43 | DM NORMAL M/U TO CST | 3 | 114.3X3.05 | 114.3X3.05 | 99 | 300 | 10/VACUUM/50 | ASTM A 351 Gr. CF8M | Equal % | SS 17-4PH | SS 17-4PH | SS 316 + ST | V |  | N |  | POS(SMART)WITH PT,AFR,ALR,LS,JB,HW | VSC | SS 316 + ST
BANHARPALLI | OPGCL | IL | 660 | DM-45 | DM NORMAL M/U TO HOTWELL | 6 | 168.3X3.4 | 168.3X3.4 | 150 | 300 |  | ASTM A 351 Gr. CF8M |  | SS 17-4PH | SS 17-4PH | SS 316 + ST |  | CAVITATION |  | VA3D | POS.(SMART),AFR,ALR,JB,HW | VSN | SS316+ST
BARA |  | MIL | 660 | DMV-2 | DM NORMAL M/U TO HOTWELL | 3 | 88.9X3.05 | 88.9X3.05 | 120 | 300 |  | ASTM A 351 Gr. CF8M | Mod% | SS 17-4PH | SS 17-4PH | CF8M Chrome Plated | V | CAVITATION | N | 37,15 | AS/SVP/AL/JB/HW | 41432
BARH |  | MIL | 660 | DMV-2 | DM NORMAL M/U TO HOTWELL | 3 | 168.3X3.4 | 168.3X3.4 | 120 | 300 |  | ASTM A 351 Gr. CF8M | Linear | SS 17-4PH | SS 17-4PH | CA6NM Chrome Plated | V | CAVITATION | N | 37,15 | AS/SVP/LS/AL/VB/JB/HW | 41432
BELLARY |  | MIL | 700 | DMV-2 | DM NORMAL M/U TO HOTWELL | 3 | 114.3X3.05 | 114.3X3.05 | 75 | 300 |  | ASTM A 351 Gr. CF8M | Mod% | SS 17-4PH | SS 17-4PH | SS 316 | V | CAVITATION | N | 37,15 | AS/SVP/LS/AL/SV/JB/HW/VB | 41732
GADARWADA |  | MIL | 800 | DMV-2 | DM NORMAL M/U TO HOTWELL | 4 | 168.3X3.4 | 168.3X3.4 | 145 | 300 |  | ASTM A 351 Gr. CF8M | Mod % | SS 17-4PH | SS 17-4PH | CF8M Chrome Plated | IV | CAVITATION | N | 37 , 15 | AS/SVP/LS/AL/SV/JB/HW/VB | 41632
KOTHAGUDEM |  | MIL | 800 | DMV-2 | DM NORMAL M/U TO HOTWELL | 3 | 88.9X3.05 | 88.9X3.05 | 75 | 300 |  | ASTM A 351 Gr. CF8M | Linear | SS 17-4PH | SS 17-4PH | SS 316 | V | CAVITATION | N | 37,15 | AS/SVP/LS/AL/SV/JB/HW/VB | 41712
MOUDA |  | MIL | 660 | DMV-2 | DM NORMAL M/U TO HOTWELL | 3 | 168.3X3.4 | 168.3X3.4 | 120 | 300 |  | ASTM A 351 Gr. CF8M | Mod% | SS 17-4PH | SS 17-4PH | CF8M Chrome Plated | V | CAVITATION | N | 37,15 | AS/SVP/LS/AL/VB/JB/HW | 41432
WANAKBORI |  | MIL | 800 | DMV-2 | DM NORMAL M/U TO HOTWELL | 3 | 114.3X3.05 | 114.3X3.05 | 50 | 300 |  | ASTM A 351 Gr. CF8M | Mod% | SS 17-4PH | SS 17-4PH | CA6NM Nitrided | V | HIGH DP | Y | 37,15 | AS/SVP/LS/AL/JB/HW/VB | 41732
YERMARUS |  | MIL | 800 | DMV-21 | DM NORMAL M/U TO HOTWELL | 3 | 114.3X3.05 | 114.3X3.05 | 75 | 300 |  | ASTM A 351 Gr. CF8M | Mod % | SS 17-4PH | SS 17-4PH | CF8M Chrome Plated | IV | CAVITATION | N | 37,15 | AS/SVP/LS/AL/JB/HW | 41732
LALITPUR |  | MIL | 660 | DMV-40 | DM NORMAL M/U TO HOTWELL | 3 | 88.9X3.05 | 88.9X3.05 | 60 | 300 |  | ASTM A 351 Gr. CF8M | Mod% | SS 17-4PH | SS 17-4PH | CF8M Chrome Plated | V | CAVITATION | N | 37,15 | AS/SVP/LS/AL/VB/JB/HW | 41732
SURATGARH |  | IL | 660 | DMV-63 | DM NORMAL M/U TO HOTWELL | 3 | 114.3X3.05 | 114.3X3.05 | 99 | 300 | 10/VACUUM/50 | ASTM A 351 Gr. CF8M | Equal % | SS 17-4PH | SS 17-4PH | SS 316 + ST | V | CAVITATION | N | 38 , 15 | POS/AS/AL/LS/SOV/JB/HW | VSC | SS 316 + ST
BARA |  | MIL | 660 | DMCW-17 | DMCW SYSTEM | 8 | 300NB | 300NB | 640 | 300 |  | ASTM A 216 Gr. WCC | Linear | SS 17-4PH | CA6NM Nitrided | CA6NM Nitrided | V |  | N | 38,18 | AS/SVP/LS/AL/VB/JB/HW | 41611
BARA |  | MIL | 660 | DMCW-17 | DMCW SYSTEM | 4 | 200NB | 200NB | 195 | 300 |  | ASTM A 216 Gr. WCC | Equal % | SS 17-4PH | SS 17-4PH | CA6NM | IV |  | N | 38,15 | AS/SVP/LS/AL/JB/HW | 41721
BARH |  | MIL | 660 | DMCW-17 | DMCW SYSTEM | 10 | 400NB | 400NB | 1000 | 300 RF |  | ASTM A 216 Gr. WCC | Equal % | SS 17-4PH | SS 17-4PH | CA6NM Nitrided | IV | HIGH DP | N | 37,18L | AS/SVP/LS/AL/DV/VB/JB/HW/CF | 41621
GADARWADA |  | MIL | 800 | DMCW-17 | DMCW SYSTEM | 12 | 457X6 | 457X6 | 1400 | 300 |  | ASTM A 216 Gr. WCC | Linear | SS 17-4PH | SS 17-4PH | CA6NM Chrome Plated | IV | HIGH DP | N | 38 , 18 | AS/SVP/LS/AL/JB/HW/VB | 41611
KARANPURA | NTPC | IL | 660 | DMCW-17 | DMCW SYSTEM | 8 | 273X6 | 273X6 | 640 | 300 | 10/60 | ASTM A 216 Gr. WCC | Equal % | SS 17-4PH | SS 17-4PH | SS 316 + ST | IV | HIGH DP | N |  | POS(SMART)WITH PT,AFR,ALR,LS,JB,HW | VSC | SS 316 + ST
KARANPURA | NTPC | IL | 660 | DMCW-17 | DMCW SYSTEM | 4 | 166.5X5.4 | 166.5X5.4 | 175 | 300 | 12/60 | ASTM A 216 Gr. WCC | Equal % | SS 17-4PH | SS 17-4PH | SS 316 + ST | IV | HIGH DP | N |  | POS(SMART)WITH PT,AFR,ALR,LS,JB,HW | VSC | SS 316 + ST
MOUDA |  | MIL | 660 | DMCW-17 | DMCW SYSTEM | 12 | 406.4X6 | 406.4X6 | 1400 | 300 |  | ASTM A 216 Gr. WCC | Linear | SS 17-4PH | SS 17-4PH | CA6NM Chrome Plated | IV | HIGH DP | N | 38,18 | AS/SVP/LS/AL/VB/JB/HW | 41611
KOTHAGUDEM |  | MIL | 800 | DRV-52 | DRIP PUMP DISCHARGE CONTROL | 6 | 219X8.18 | 219X8.18 | 255 | 300 |  | ASTM A 216 Gr. WCC | Equal % | SS 17-4PH | SS 17-4PH | CA6NM Chrome Plated | IV | STANDARD | N | 38,15 | AS/SVP/LS/AL/SV/JB/HW/VB | 91621
WANAKBORI |  | MIL | 800 | DRV-52 | DRIP PUMP DISCHARGE CONTROL | 6 | 219X6.35 | 219X6.35 | 255 | 300 |  | ASTM A 216 Gr. WCC | Equal % | SS 17-4PH | SS 17-4PH | CA6NM Chrome Plated | V | FLASHING | N | 38,15 | AS/SVP/LS/AL/JB/HW/VB | 41621
GADARWADA |  | MIL | 800 | DRV-52 | DRIP PUMP DISCHARGE CONTROL | 6 | 219X8.18 | 219X8.18 | 300 | 300 |  | ASTM A 216 Gr. WCC | Equal % | SS 17-4PH | SS 17-4PH | CA6NM Chrome Plated | IV |  | N | 38 , 15 | AS/SVP/LS/AL/SV/JB/HW/VB | 41621
YERMARUS |  | MIL | 800 | DRV-52 | DRIP PUMP DISCHARGE CONTROL | 6 | 219.1X8.18 | 219.1X8.18 | 300 | 300 |  | ASTM A 216 Gr. WCC | Equal % | SS 17-4PH | SS 17-4PH | CA6NM Chrome Plated | IV |  | N | 38,15 | AS/SVP/LS/AL/JB/HW | 41621
BANHARPALLI | OPGCL | IL | 660 | CDV-43 | EXCESS RETURN TO CST | 6 | 273X9.27 | 273X9.27 | 110 | 300 |  | ASTM A 217 Gr. WC9 |  | SS 17-4PH | SS 17-4PH | SS 17-4PH |  | HIGH DP CAVITATION |  | VA3D | POS.(SMART),AFR,ALR,SOV,JB,HW | VHD (A) | 17-4-PHSS
BARA |  | MIL | 660 | CDV-43 | EXCESS RETURN TO CST | 6 | 273X9.27 | 273X9.27 | 105 | 300 |  | ASTM A 217 Gr. WC9 | Mod Linear | SS 17-4PH | SS 17-4PH | CA6NM Nitrided | V | HIGH DP CAVITATION | N | 37,18L | AS/SVP/AL/JB/HW/VB | 71432
BARH |  | MIL | 660 | CDV-43 | EXCESS RETURN TO CST | 6 | 273X9.27 | 273X9.27 | 95 | 300 |  | ASTM A 217 Gr. WC9 | Mod Linear | SS 17-4PH | SS 17-4PH | CA6NM Nitrided | V | HIGH DP CAVITATION | N | 37,18 | AS/SVP/LS/AL/JB/HW/VB | 71433
BELLARY |  | MIL | 700 | CDV-43 | EXCESS RETURN TO CST | 6 | 219.1X6.35 | 219.1X6.35 | 130 | 300 |  | ASTM A 217 Gr. WC9 | Mod% | SS 17-4PH | SS 17-4PH | CA6NM Chrome Plated | V | HIGH DP CAVITATION | N | 37,18 L | AS/SVP/LS/AL/SV/JB/HW/VB | 71432
KARANPURA | NTPC | IL | 660 | CDV-43 | EXCESS RETURN TO CST | 6 | 219.1X8.18 | 219.1X8.18 | 110 | 300 | 49/75 | ASTM A 217 Gr. WC9 | Mod Equal % | SS 17-4PH | SS 17-4PH | SS 17-4PH | V | HIGH DP | N |  | POS(SMART)WITH PT,AFR,ALR,LS,JB,HW | VHD | 17-4PH SS
LALITPUR |  | MIL | 660 | CDV-43 | EXCESS RETURN TO CST | 6 | 219.1X8.18 | 219.1X8.18 | 105 | 300 |  | ASTM A 217 Gr. WC9 | Mod Linear | SS 17-4PH | SS 17-4PH | CA6NM Nitrided | V | HIGH DP CAVITATION | N | 37,18 | AS/SVP/LS/AL/JB/HW/VB | 41432
MOUDA |  | MIL | 660 | CDV-43 | EXCESS RETURN TO CST | 6 | 273X9.27 | 273X9.27 | 105 | 300 |  | ASTM A 217 Gr. WC9 | Mod % | SS 17-4PH | SS 17-4PH | CA6NM Chrome Plated | V | HIGH DP CAVITATION | N | 37,18 | AS/SVP/LS/AL/VB/JB/HW | 71432
SURATGARH |  | IL | 660 | CDV-43 | EXCESS RETURN TO CST | 6 | 219.1X8.18 | 219.1X8.18 | 96 | 300 | 45/55 | ASTM A 217 Gr. WC9 | Mod Equal % | SS 17-4PH | SS 17-4PH | SS 17-4PH | V | HIGH DP | N | 37 , 18L | POS/AS/AL/LS/SOV/JB/HW | VSN | 17-4PH SS
GADARWADA |  | MIL | 800 | CDV-46 | EXCESS RETURN TO CST | 6 | 219.1X8.18 | 219.1X8.18 | 130 | 300 |  | ASTM A 217 Gr. WC9 | Mod % | SS 17-4PH | SS 17-4PH | CA6NM Chrome Plated | V | HIGH DP CAVITATION | N | 37 , 18L | AS/SVP/LS/AL/JB/HW/VB | 71432
KOTHAGUDEM |  | MIL | 800 | CDV-46 | EXCESS RETURN TO CST | 6 | 219.1X8.18 | 219.1X6.35 | 105 | 300 |  | ASTM A 217 Gr. WC9 | Mod% | SS 17-4PH | SS 17-4PH | CA6NM Chrome Plated | V | CAVITATION | N | 37,18 | AS/LS/AL/SV/JB/HW | 71432
WANAKBORI |  | MIL | 800 | CDV-46 | EXCESS RETURN TO CST | 6 | 219.1X8.18 | 219.1X6.35 | 130 | 300 |  | ASTM A 217 Gr. WC9 | Mod% | SS 17-4PH | SS 17-4PH | CA6NM Chrome Plated | V |  | N | 37,18 | AS SVP/LS/AL/VB/JB/HW | 71432
YERMARUS |  | MIL | 800 | CDV-46 | EXCESS RETURN TO CST | 6 | 219.1X8.18 | 219.1X8.18 | 130 | 300 |  | ASTM A 217 Gr. WC9 | Mod % | SS 17-4PH | SS 17-4PH | CA6NM Chrome Plated | V | HIGH DP CAVITATION | N | 37,18 | AS/SVP/LS/AL/JB/HW/VB | 41432
BANHARPALLI | OPGCL | IL | 660 | CDV-39 | GSC MIN FLOW RECIRCULATION | 6 | 219.1X8.18 | 219.1X8.18 | 110 | 300 |  | ASTM A 217 Gr. WC9 |  | SS 17-4PH | SS 17-4PH | SS 17-4PH |  | HIGH DP CAVITATION |  | VA3D | POS.(SMART),AFR,ALR,JB,HW | VHD (A) | 17-4-PHSS
BARA |  | MIL | 660 | CDV-39 | GSC MIN FLOW RECIRCULATION | 6 | 219.1X8.18 | 219.1X8.18 | 95 | 300 |  | ASTM A 217 Gr. WC9 | Mod Linear | SS 17-4PH | SS 17-4PH | CA6NM Nitrided | V | HIGH DP CAVITATION | N | 37,18L | AS/SVP/AL/JB/HW/VB | 41433
BARH |  | MIL | 660 | CDV-39 | GSC MIN FLOW RECIRCULATION | 6 | 219.1X8.18 | 219.1X8.18 | 95 | 300 |  | ASTM A 217 Gr. WC9 | Mod Linear | SS 17-4PH | SS 17-4PH | CA6NM Nitrided | V | HIGH DP CAVITATION | N | 37,18L | AS/SVP/LS/AL/JB/HW/VB | 41433
BELLARY |  | MIL | 700 | CDV-39 | GSC MIN FLOW RECIRCULATION | 6 | 219.1X8.18 | 219.1X8.18 | 95 | 300 |  | ASTM A 217 Gr. WC9 | Mod Linear | SS 17-4PH | SS 17-4PH | CA6NM Chrome Plated | V | HIGH DP CAVITATION | N | 37,18 L | AS/SVP/LS/AL/SV/JB/HW/VB | 41433
KARANPURA | NTPC | IL | 660 | CDV-39 | GSC MIN FLOW RECIRCULATION | 6 | 219X8.18 | 219X8.18 | 110 | 300 | 49/VACUUM/75 | ASTM A 217 Gr. WC9 | Mod Equal % | SS 17-4PH | SS 17-4PH | SS 17-4PH | V | HIGH DP CAVITATION | N |  | POS(SMART)WITH PT,AFR,ALR,LS,JB,HW | VHD | 17-4PH SS
LALITPUR |  | MIL | 660 | CDV-39 | GSC MIN FLOW RECIRCULATION | 6 | 219.1X8.18 | 219.1X8.18 | 95 | 300 |  | ASTM A 217 Gr. WC9 | Mod Linear | SS 17-4PH | SS 17-4PH | CA6NM Nitrided | V | HIGH DP CAVITATION | N | 37,18 | AS/SVP/LS/AL/JB/HW/VB | 41433
MOUDA |  | MIL | 660 | CDV-39 | GSC MIN FLOW RECIRCULATION | 6 | 219.1X18.18 | 219.1X18.18 | 95 | 300 |  | ASTM A 217 Gr. WC9 | Mod Linear | SS 17-4PH | SS 17-4PH | CA6NM Chrome Plated | V | HIGH DP CAVITATION | N | 37,18L | AS/SVP/LS/AL/VB/JB/HW | 41433
SURATGARH |  | IL | 660 | CDV-39 | GSC MIN FLOW RECIRCULATION | 6 | 219.1X8.18 | 219.1X8.18 | 110 | 300 | 45/VACUUM/55 | ASTM A 217 Gr. WC9 | Mod Equal % | SS 17-4PH | SS 17-4PH | SS 17-4PH | V | HIGH DP CAVITATION | N | 37 , 18L | POS/AS/AL/LS/SOV/JB/HW | VHD | 17-4PH SS
GADARWADA |  | MIL | 800 | CDV-40 | GSC MIN FLOW RECIRCULATION | 6 | 219.1X8.18 | 219.1X8.18 | 95 | 300 |  | ASTM A 217 Gr. WC9 | Mod Linear | SS 17-4PH | SS 17-4PH | CA6NM Chrome Plated | V | HIGH DP CAVITATION | N | 37 , 18L | AS/SVP/LS/AL/JB/HW/VB | 41433
KOTHAGUDEM |  | MIL | 800 | CDV-40 | GSC MIN FLOW RECIRCULATION | 6 | 168.3X7.11 | 168.3X7.11 | 90 | 300 |  | ASTM A 217 Gr. WC9 | Mod% | SS 17-4PH | SS 17-4PH | CA6NM Nitrided | V | CAVITATION | N | 37,18L | AS/SVP/LS/AL/SV/JB/HW/VB | 91212
WANAKBORI |  | MIL | 800 | CDV-40 | GSC MIN FLOW RECIRCULATION | 6 | 168.3X7.11 | 168.3X7.11 | 90 | 300 |  | ASTM A 217 Gr. WC9 | Mod% | SS 17-4PH | SS 17-4PH | CA6NM Nitrided | V | CAVITATION | N | 37,18 | AS SVP/LS/AL/VB/JB/HW | 91212
YERMARUS |  | MIL | 800 | CDV-40 | GSC MIN FLOW RECIRCULATION | 6 | 219.1X8.18 | 219.1X8.18 | 95 | 300 |  | ASTM A 217 Gr. WC9 | Mod Linear | SS 17-4PH | SS 17-4PH | CA6NM Chrome Plated | V | HIGH DP CAVITATION | N | 37,18 | AS/SVP/LS/AL/JB/HW/VB | 41433
SURATGARH |  | IL | 660 | DRV-15 | HPH-6A/6B ALT.DRAIN TO F/T | 6 | 323.9X9.53 | 323.9X9.53 | 275 | 300 | 30/210 | ASTM A 217 Gr. WC9 | Linear | SS 17-4PH | SS 17-4PH | SS 17-4PH | V | FLASHING | N | 38 , 15 | POS/AS/AL/LS/SOV/JB/HW | VSC(M) | 17-4PH SS
KARANPURA | NTPC | IL | 660 | DRV-18 | HPH-6A/6B ALT.DRAIN TO F/T | 6 | 273X6.35 | 323.9X9.53 | 395 | 300 | 31/VACUUM/235 | ASTM A 217 Gr. WC9 | Equal % | SS 440C | SS 440C | SS 440C | V | FLASHING | N |  | POS(SMART)WITH PT,AFR,ALR,LS,SOV,JB,HW | VSC | SS 440C
SURATGARH |  | IL | 660 | DRV-18 | HPH-6A/6B ALT.DRAIN TO F/T | 8 | 323.9X9.53 | 355.6X9.53 | 640 | 300 | 30/VACUUM/230 | ASTM A 217 Gr. WC9 | Linear | SS 440C | SS 440C | SS 440C | V | FLASHING | N | 37 , 18L | POS/AS/AL/LS/SOV/JB/HW | VSC(M) | SS 440C
BANHARPALLI | OPGCL | IL | 660 | DRV-18/25 | HPH-6A/6B ALT.DRAIN TO F/T | 6 | 273X6.35 | 323.9X9.53 | 275 | 300 |  | ASTM A 217 Gr. WC9 |  | SS 440C | SS 440C | SS 440C |  | FLASHING CAVITATION |  | VA3D | POS.(SMART),AFR,ALR,SOV,JB,HW | VSC | SS 440 C
BARA |  | MIL | 660 | DRV-18/25 | HPH-6A/6B ALT.DRAIN TO F/T | 6 | 273X6.35 | 323.9X9.53 | 210 | 300 |  | ASTM A 217 Gr. WC9 | Linear | SS 17-4PH | SS 17-4PH | CA6NM Nitrided | V | FLASHING CAVITATION | N | 37,18 | AS/SVP/AL/SV/VB/JB/HW | 41412
BARH |  | MIL | 660 | DRV-18/25 | HPH-6A/6B ALT.DRAIN TO F/T | 6 | 273X6.35 | 323.9X9.53 | 210 | 300 |  | ASTM A 217 Gr. WC9 | Linear | SS 440C | SS 440C | SS 440C | V | FLASHING CAVITATION | N | 37,18 | AS/SVP/LS/AL/SV/VB/JB/HW | 41412
BELLARY |  | MIL | 700 | DRV-18/25 | HPH-6A/6B ALT.DRAIN TO F/T | 6 | 273X6.35 | 323.9X9.53 | 210 | 300 |  | ASTM A 217 Gr. WC9 | Linear | SS 440C | SS 440C | SS 440C | V | FLASHING | N | 37,18 | AS/SVP/LS/AL/SV/JB/HW/VB | 41412
LALITPUR |  | MIL | 660 | DRV-18/25 | HPH-6A/6B ALT.DRAIN TO F/T | 6 | 273X6.35 | 323.9X9.53 | 210 | 300 |  | ASTM A 217 Gr. WC9 | Linear | SS 440C | SS 440C | SS 440C | V | FLASHING CAVITATION | N | 37,18 | AS/SVP/LS/AL/SV/VB/JB/HW | 41412
MOUDA |  | MIL | 660 | DRV-18/25 | HPH-6A/6B ALT.DRAIN TO F/T | 6 | 273X6.35 | 323.9X9.53 | 210 | 300 |  | ASTM A 217 Gr. WC9 | Linear | SS 440C | SS 440C | SS 440C | V | FLASHING CAVITATION | N | 37,18 | AS/SVP/LS/AL/SV/VB/JB/HW | 41412
GADARWADA |  | MIL | 800 | DRV-30/37 | HPH-6A/6B ALT.DRAIN TO F/T | 6 | 273X6.35 | 323.9X9.53 | 300 | 300 |  | ASTM A 217 Gr. WC9 | Linear | SS 440C | SS 440C | SS 440C | V | FLASHING | N | 37 , 18L | AS/SVP/LS/SV/JB/HW/VB | 41411
KOTHAGUDEM |  | MIL | 800 | DRV-30/37 | HPH-6A/6B ALT.DRAIN TO F/T | 6 | 273X6.35 | 323.9X9.53 | 255 | 300 |  | ASTM A 217 Gr. WC9 | Linear | SS 440C | SS 440C | SS 440C | V | FLASHING | N | 37,18 | AS/SVP/LS/SV/JB/HW/VB | 41412
WANAKBORI |  | MIL | 800 | DRV-30/37 | HPH-6A/6B ALT.DRAIN TO F/T | 6 | 273X6.35 | 323.9X9.53 | 255 | 300 |  | ASTM A 217 Gr. WC9 | Linear | SS 440C | SS 440C | SS 440C | V | FLASHING | N | 37,18 | AS/SVP/LS/AL/JB/HW/VB | 41412
YERMARUS |  | MIL | 800 | DRV-30/37 | HPH-6A/6B ALT.DRAIN TO F/T | 6 | 273X6.35 | 323.9X9.53 | 255 | 300 |  | ASTM A 217 Gr. WC9 | Linear | SS 17-4PH | SS 17-4PH | CA6NM Chrome Plated | V | FLASHING | N | 37 , 18 | AS/SVP/LS/AL/SV/VB/JB/HW | 41412
KARANPURA | NTPC | IL | 660 | DRV-15 | HPH-6A/6B NORMAL DRAIN TO DEAERATOR | 6 | 273X6.35 | 273X6.35 | 275 | 300 | 31/219 | ASTM A 217 Gr. WC9 | Equal % | SS 17-4PH | SS 17-4PH | SS 17-4PH | IV | FLASHING | N |  | POS(SMART)WITH PT,AFR,ALR,LS,SOV,JB,HW | VSC | 17-4PH SS
BELLARY |  | MIL | 700 | DRV-15/22 | HPH-6A/6B NORMAL DRAIN TO DEAERATOR | 6 | 273X6.35 | 323.9X9.53 | 160 | 300 |  | ASTM A 217 Gr. WC9 | Linear | SS 17-4PH | SS 17-4PH | CA6NM Chrome Plated | IV | FLASHING | N | 38,15 | AS/SVP/LS/AL/SV/JB/HW/VB | 41911
BANHARPALLI | OPGCL | IL | 660 | DRV-15/22 | HPH-6A/6B NORMAL DRAIN TO DEAERATOR | 6 | 273X6.35 | 323.9X9.53 | 175 | 300 |  | ASTM A 217 Gr. WC9 |  | SS 17-4PH | SS 17-4PH | SS 17-4PH |  | FLASHING |  | VA3R | POS.(SMART),AFR,ALR,SOV,JB,HW | VSC | 17-4-PHSS
BARA |  | MIL | 660 | DRV-15/22 | HPH-6A/6B NORMAL DRAIN TO DEAERATOR | 6 | 273X6.35 | 323.9X9.53 | 160 | 300 |  | ASTM A 217 Gr. WC9 | Mod% | SS 17-4PH | SS 17-4PH | CA6NM Nitrided | IV | FLASHING | N | 38,15 | AS/SVP/AL/SV/JB/HW | 41911
BARH |  | MIL | 660 | DRV-15/22 | HPH-6A/6B NORMAL DRAIN TO DEAERATOR | 6 | 273X6.35 | 323.9X9.53 | 160 | 300 |  | ASTM A 217 Gr. WC9 | Linear | SS 17-4PH | SS 17-4PH | CA6NM Nitrided | IV | FLASHING | N | 38,15 | AS/SVP/LS/AL/SV/VB/JB/HW | 41911
LALITPUR |  | MIL | 660 | DRV-15/22 | HPH-6A/6B NORMAL DRAIN TO DEAERATOR | 6 | 273X6.35 | 323.9X9.53 | 160 | 300 |  | ASTM A 217 Gr. WC9 | Linear | SS 17-4PH | SS 17-4PH | CA6NM Nitrided | V | FLASHING | N | 38,18 | AS/SVP/LS/AL/SV/VB/JB/HW | 41411
MOUDA |  | MIL | 660 | DRV-15/22 | HPH-6A/6B NORMAL DRAIN TO DEAERATOR | 6 | 273X6.35 | 323.9X9.53 | 160 | 300 |  | ASTM A 217 Gr. WC9 | Linear | SS 17-4PH | SS 17-4PH | CA6NM Chrome Plated | IV | FLASHING | N | 38 , 15 | AS/SVP/LS/AL/SV/VB/JB/HW | 41911
GADARWADA |  | MIL | 800 | DRV-27/34 | HPH-6A/6B NORMAL DRAIN TO DEAERATOR | 6 | 273X6.35 | 273X6.35 | 160 | 300 |  | ASTM A 217 Gr. WC9 | Linear | SS 17-4PH | SS 17-4PH | CA6NM Chrome Plated | IV | FLASHING | N | 38 , 15 | AS/SVP/LS/SV/JB/HW/VB | 41911
KOTHAGUDEM |  | MIL | 800 | DRV-27/34 | HPH-6A/6B NORMAL DRAIN TO DEAERATOR | 6 | 273X6.35 | 273X6.35 | 160 | 300 |  | ASTM A 217 Gr. WC9 | Linear | SS 17-4PH | SS 17-4PH | CA6NM Chrome Plated | IV | FLASHING | N | 38,15 | AS/SVP/LS/SV/JB/HW/VB | 41611
WANAKBORI |  | MIL | 800 | DRV-27/34 | HPH-6A/6B NORMAL DRAIN TO DEAERATOR | 6 | 273X6.35 | 273X6.35 | 205 | 300 |  | ASTM A 217 Gr. WC9 | Linear | SS 17-4PH | SS 17-4PH | CA6NM Chrome Plated | IV | FLASHING | N | 38,15 | AS/SVP/LS/AL/JB/HW/VB | 41611
YERMARUS |  | MIL | 800 | DRV-27/34 | HPH-6A/6B NORMAL DRAIN TO DEAERATOR | 6 | 273X6.35 | 273X6.35 | 160 | 300 |  | ASTM A 217 Gr. WC9 | Linear | SS 17-4PH | SS 17-4PH | CA6NM Chrome Plated | IV | FLASHING | N | 38 , 15 | AS/SVP/LS/AL/SV/VB/JB/HW | 41911
GADARWADA |  | MIL | 800 | DRV-17/23 | HPH-7A/7B ALT.DRAIN TO HPH DRAIN F/T | 6 | 273X12.7 | 323.9X12.7 | 170 | 600 |  | ASTM A 217 Gr. WC9 | Equal % | SS 440C | SS 440C | SS 440C | V | FLASHING | N | 37 , 18L | AS/SVP/LS/SV/JB/HW/VB | 41421
KOTHAGUDEM |  | MIL | 800 | DRV-17/23 | HPH-7A/7B ALT.DRAIN TO HPH DRAIN F/T | 6 | 273X12.7 | 323.9X12.7 | 120 | 600 |  | ASTM A 217 Gr. WC9 | Linear | SS 440C | SS 440C | SS 440C | V | FLASHING | N | 37,18L | AS/SVP/LS/SV/JB/HW/VB | 41412
WANAKBORI |  | MIL | 800 | DRV-17/23 | HPH-7A/7B ALT.DRAIN TO HPH DRAIN F/T | 6 | 273X12.7 | 323.9X12.7 | 170 | 600 |  | ASTM A 217 Gr. WC9 | Equal % | SS 440C | SS 440C | SS 440C | V | FLASHING | N | 37,18 | AS/SVP/LS/AL/JB/HW/VB | 41412
YERMARUS |  | MIL | 800 | DRV-17/23 | HPH-7A/7B ALT.DRAIN TO HPH DRAIN F/T | 6 | 273X12.7 | 323.9X12.7 | 120 | 600 |  | ASTM A 217 Gr. WC9 | Linear | SS 17-4PH | SS 17-4PH | CA6NM Chrome Plated | V | FLASHING | N | 37,18 | AS/SVP/LS/AL/SV/JB/HW/VB | 41412
KARANPURA | NTPC | IL | 660 | DRV-5 | HPH-7A/7B ALT.DRAIN TO HPH DRAIN F/T | 6 | 273X12.7 | 323.9X12.7 | 275 | 600 | 73.1/285 | ASTM A 217 Gr. WC9 | Equal % | SS 440C | SS 440C | SS 440C | V | FLASHING | N |  | POS(SMART)WITH PT,AFR,ALR,LS,SOV,JB,HW | VSC | SS 440C
SURATGARH |  | IL | 660 | DRV-5 | HPH-7A/7B ALT.DRAIN TO HPH DRAIN F/T | 6 | 323.9X12.7 | 355.6X12.7 | 395 | 600 | 73.1/VACUUM/275 | ASTM A 217 Gr. WC9 | Linear | SS 440C | SS 440C | SS 440C | V | FLASHING | N | 37 , 18L | POS/AS/AL/LS/SOV/JB/HW | VSC(M) | SS 440C
BANHARPALLI | OPGCL | IL | 660 | DRV-5/11 | HPH-7A/7B ALT.DRAIN TO HPH DRAIN F/T | 6 | 273X12.7 | 323.9X12.7 | 175 | 600 |  | ASTM A 217 Gr. WC9 |  | SS 440C | SS 440C | SS 440C |  | FLASHING CAVITATION |  | VA3D | POS.(SMART),AFR,ALR,SOV,JB,HW | VSC | SS 440 C
BARA |  | MIL | 660 | DRV-5/11 | HPH-7A/7B ALT.DRAIN TO HPH DRAIN F/T | 6 | 273X12.7 | 323.9X12.7 | 120 | 600 |  | ASTM A 217 Gr. WC9 | Equal % | SS 17-4PH | SS 17-4PH | CA6NM Nitrided | V | FLASHING CAVITATION | N | 37,18 | AS/SVP/AL/SV/VB/JB/HW | 91212
BARH |  | MIL | 660 | DRV-5/11 | HPH-7A/7B ALT.DRAIN TO HPH DRAIN F/T | 6 | 273X12.7 | 323.9X12.7 | 120 | 600 |  | ASTM A 217 Gr. WC9 | Linear | SS 440C | SS 440C | SS 440C | V | FLASHING CAVITATION | N | 37,18L | AS/SVP/LS/AL/SV/JB/HW/VB/DV | 41412
BELLARY |  | MIL | 700 | DRV-5/11 | HPH-7A/7B ALT.DRAIN TO HPH DRAIN F/T | 6 | 273X12.7 | 323.9X12.7 | 95 | 600 |  | ASTM A 217 Gr. WC9 | Linear | SS 440C | SS 440C | SS 440C | V | FLASHING CAVITATION | N | 67,16 | AS/SVP/LS/AL/SV/JB/HW/VB | 41413
LALITPUR |  | MIL | 660 | DRV-5/11 | HPH-7A/7B ALT.DRAIN TO HPH DRAIN F/T | 6 | 273X12.7 | 323.9X12.7 | 120 | 600 |  | ASTM A 217 Gr. WC9 | Linear | SS 440C | SS 440C | SS 440C | V | FLASHING CAVITATION | N | 37,18 | AS/SVP/LS/AL/SV/VB/JB/HW | 41412
MOUDA |  | MIL | 660 | DRV-5/11 | HPH-7A/7B ALT.DRAIN TO HPH DRAIN F/T | 6 | 273X12.7 | 323.9X12.7 | 105 | 600 |  | ASTM A 217 Gr. WC9 | Linear | SS 440C | SS 440C | SS 440C | V | FLASHING CAVITATION | N | 37 , 24 | AS/SVP/LS/AL/SV/VB/JB/HW | 41412
GADARWADA |  | MIL | 800 | DRV-14/20 | HPH-7A/7B NORMAL DRAIN TO HPH-6A/6B | 6 | 273X12.7 | 323.9X12.7 | 140 | 600 |  | ASTM A 217 Gr. WC9 | Equal % | SS 17-4PH | SS 17-4PH | CA6NM Chrome Plated | IV | FLASHING | N | 38 , 15 | AS/SVP/LS/SV/JB/HW/VB | 41921
KOTHAGUDEM |  | MIL | 800 | DRV-14/20 | HPH-7A/7B NORMAL DRAIN TO HPH-6A/6B | 6 | 273X12.7 | 273X12.7 | 110 | 600 |  | ASTM A 217 Gr. WC9 | Equal % | SS 17-4PH | SS 17-4PH | CA6NM Chrome Plated | IV | FLASHING | N | 38,15 | AS/SVP/LS/SV/JB/HW/VB | 41621
WANAKBORI |  | MIL | 800 | DRV-14/20 | HPH-7A/7B NORMAL DRAIN TO HPH-6A/6B | 6 | 273X12.7 | 273X12.7 | 110 | 600 |  | ASTM A 217 Gr. WC9 | Equal % | SS 17-4PH | SS 17-4PH | CA6NM Chrome Plated | IV | FLASHING | N | 38,15 | AS/SVP/LS/AL/JB/HW/VB | 41621
YERMARUS |  | MIL | 800 | DRV-14/20 | HPH-7A/7B NORMAL DRAIN TO HPH-6A/6B | 6 | 273X12.7 | 273X12.7 | 140 | 600 |  | ASTM A 217 Gr. WC9 | Equal % | SS 17-4PH | SS 17-4PH | CA6NM Chrome Plated | IV | FLASHING | N | 38 , 15 | AS/SVP/LS/AL/SV/JB/HW | 41921
KARANPURA | NTPC | IL | 660 | DRV-2 | HPH-7A/7B NORMAL DRAIN TO HPH-6A/6B | 6 | 273X12.7 | 273X12.7 | 175 | 600 | 73.1/245 | ASTM A 217 Gr. WC9 | Equal % | SS 17-4PH | SS 17-4PH | SS 17-4PH | IV | FLASHING | N |  | POS(SMART)WITH PT,AFR,ALR,LS,JB,HW | VSC | 17-4PH SS
SURATGARH |  | IL | 660 | DRV-2 | HPH-7A/7B NORMAL DRAIN TO HPH-6A/6B | 6 | 323.9X12.7 | 323.9X12.7 | 175 | 600 | 73.1/240 | ASTM A 217 Gr. WC9 | Linear | SS 17-4PH | SS 17-4PH | SS 17-4PH | V | FLASHING | N | 38 , 15 | POS/AS/AL/LS/SOV/JB/HW | VSC(M) | 17-4PH SS
BANHARPALLI | OPGCL | IL | 660 | DRV-2/8 | HPH-7A/7B NORMAL DRAIN TO HPH-6A/6B | 6 | 273X12.7 | 323.9X12.7 | 68 | 600 |  | ASTM A 217 Gr. WC9 |  | SS 17-4PH | SS 17-4PH | SS 17-4PH |  |  |  | VA5R | POS.(SMART),AFR,ALR,SOV,JB,HW | VSC | 17-4-PHSS
BARA |  | MIL | 660 | DRV-2/8 | HPH-7A/7B NORMAL DRAIN TO HPH-6A/6B | 6 | 273X12.7 | 323.9X12.7 | 90 | 600 |  | ASTM A 217 Gr. WC9 | Linear | SS 17-4PH | SS 17-4PH | CA6NM Nitrided | IV | FLASHING | N | 38,15 | AS/SVP/AL/SV/JB/HW | 41921
BARH |  | MIL | 660 | DRV-2/8 | HPH-7A/7B NORMAL DRAIN TO HPH-6A/6B | 6 | 273X12.7 | 323.9X12.7 | 90 | 600 |  | ASTM A 217 Gr. WC9 | Equal % | SS 17-4PH | SS 17-4PH | CA6NM Nitrided | IV | FLASHING | N | 38,15 | AS/SVP/LS/AL/SV/JB/HW/VB | 41921
BELLARY |  | MIL | 700 | DRV-2/8 | HPH-7A/7B NORMAL DRAIN TO HPH-6A/6B | 6 | 273X12.7 | 323.9X12.7 | 60 | 600 |  | ASTM A 217 Gr. WC9 | Equal % | SS 17-4PH | SS 17-4PH | CA6NM Chrome Plated | IV | FLASHING | N | 38,15 | AS/SVP/LS/AL/SV/JB/HW/VB | 41911
LALITPUR |  | MIL | 660 | DRV-2/8 | HPH-7A/7B NORMAL DRAIN TO HPH-6A/6B | 6 | 273X12.7 | 323.9X12.7 | 140 | 600 |  | ASTM A 217 Gr. WC9 | Equal % | SS 17-4PH | SS 17-4PH | CA6NM Nitrided | V | FLASHING | N | 38,18 | AS/SVP/LS/AL/SV/VB/JB/HW | 41421
MOUDA |  | MIL | 660 | DRV-2/8 | HPH-7A/7B NORMAL DRAIN TO HPH-6A/6B | 6 | 273X12.7 | 323.9X12.7 | 140 | 600 |  | ASTM A 217 Gr. WC9 | Equal % | SS 17-4PH | SS 17-4PH | CA6NM Chrome Plated | IV | FLASHING | N | 38 , 15 | AS/SVP/LS/AL/SV/VB/JB/HW | 41921
KARANPURA | NTPC | IL | 660 | DRV-8 | HPH-7A/7B NORMAL DRAIN TO HPH-6A/6B | 6 | 273X12.7 | 273X12.7 | 175 | 600 | 73.1/245 | ASTM A 217 Gr. WC9 | Equal % | SS 17-4PH | SS 17-4PH | SS 17-4PH | IV | FLASHING | N |  | POS(SMART)WITH PT,AFR,ALR,LS,JB,HW | VSC | 17-4PH SS
GADARWADA |  | MIL | 800 | DRV-5/11 | HPH-8A/8B ALT DRAIN TO HP DRAIN F/T | 3 | 168.3X10.97 | 219.1X12.7 | 35 | 600 SPL | 88/VACUUM/300 | ASTM A 217 Gr. WC9 | Linear | SS 440C | SS 440C | SS 440C | V | FLASHING | N | 37 , 18L | AS/SVP/LS/SV/JB/HW/VB | 41413
KOTHAGUDEM |  | MIL | 800 | DRV-5/11 | HPH-8A/8B ALT DRAIN TO HP DRAIN F/T | 3 | 168.3X10.97 | 219.1X12.7 | 35 | 600 SPL | 95/VACUUM/290 | ASTM A 217 Gr. WC9 | Mod% | SS 440C | SS 440C | SS 440C | V | FLASHING | N | 37,18 | AS/SVP/LS/SV/JB/HW/VB | 41433
WANAKBORI |  | MIL | 800 | DRV-5/11 | HPH-8A/8B ALT DRAIN TO HP DRAIN F/T | 3 | 168.3X7.11 | 219.1X6.35 | 35 | 600 SPL | 95/VACUUM/300 | ASTM A 217 Gr. WC9 | Mod% | SS 440C | SS 440C | SS 440C | V | FLASHING | N | 37,18 | AS/SVP/LS/AL/JB/HW/VB | 41433
YERMARUS |  | MIL | 800 | DRV-5/11 | HPH-8A/8B ALT DRAIN TO HP DRAIN F/T | 3 | 168.3X10.97 | 219.1X12.7 | 35 | 600 SPL | 88/VACUUM/300 | ASTM A 217 Gr. WC9 | Mod% | SS 17-4PH | SS 17-4PH | CA6NM Chrome Plated | V | FLASHING | N | 37 , 18 | AS/SVP/LS/AL/SV/VB/JB/HW | 41433
BANHARPALLI | OPGCL | IL | 660 | DRV-56/62 | HPH-8A/8B ALT DRAIN TO HP DRAIN F/T | 3 | 168.3X14.27 | 219.1X12.7 | 83 | 600 SPL | 88/VACUUM/300 | ASTM A 217 Gr. WC9 |  | SS 440C | SS 440C | SS 440C |  | FLASHING CAVITATION |  | VA3D | POS.(SMART),AFR,ALR,SOV,JB,HW | VSC | SS 440 C
BARA |  | MIL | 660 | DRV-56/62 | HPH-8A/8B ALT DRAIN TO HP DRAIN F/T | 3 | 168.3X14.27 | 219.1X12.7 | 35 | 600 SPL | 88/VACUUM/300 | ASTM A 217 Gr. WC9 | Linear | SS 17-4PH | SS 17-4PH | CA6NM Nitrided | V | CAVITATION FLASHING | N | 37,18L | AS/SVP/AL/SV/VB/JB/HW | 41413
BARH |  | MIL | 660 | DRV-56/62 | HPH-8A/8B ALT DRAIN TO HP DRAIN F/T | 3 | 168.3X14.27 | 219.1X12.7 | 35 | 600 SPL | 88/VACUUM/300 | ASTM A 217 Gr. WC9 | Linear | SS 440C | SS 440C | SS 440C | V | FLASHING CAVITATION | N | 37,18 | AS/SVP/LS/AL/SV/VB/JB/HW | 41413
BELLARY |  | MIL | 700 | DRV-56/62 | HPH-8A/8B ALT DRAIN TO HP DRAIN F/T | 3 | 168.3X14.27 | 219.1X12.7 | 35 | 600 SPL | 88/VACUUM/305 | ASTM A 217 Gr. WC9 | Linear | SS 440C | SS 440C | SS 440C | V | FLASHING CAVITATION | N | 37,18L | AS/SVP/LS/AL/SV/JB/HW/VB | 41433
KARANPURA | NTPC | IL | 660 | DRV-56/62 | HPH-8A/8B ALT DRAIN TO HP DRAIN F/T | 4 | 168.3X14.27 | 219.1X12.7 | 56 | 600 SPL | 94/VACUUM/310 | ASTM A 217 Gr. WC9 | Equal % | SS 440C | SS 440C | SS 440C | V | FLASHING | N |  | POS(SMART)WITH PT,AFR,ALR,LS,SOV,JB,HW | VSC(HT) | SS 440C
LALITPUR |  | MIL | 660 | DRV-56/62 | HPH-8A/8B ALT DRAIN TO HP DRAIN F/T | 3 | 168.3X14.27 | 219.1X12.7 | 35 | 600 SPL | 88/VACUUM/300 | ASTM A 217 Gr. WC9 | Linear | SS 440C | SS 440C | SS 440C | V | FLASHING CAVITATION | N | 37,18 | AS/SVP/LS/AL/SV/VB/JB/HW | 41413
MOUDA |  | MIL | 660 | DRV-56/62 | HPH-8A/8B ALT DRAIN TO HP DRAIN F/T | 3 | 168.3X14.27 | 219.1X12.7 | 30 | 600 SPL | 88/VACUUM/300 | ASTM A 217 Gr. WC9 | Linear | SS 440C | SS 440C | SS 440C | V | FLASHING CAVITATION | N | 37,18L | AS/SVP/LS/AL/SV/VB/JB/HW | 41413
SURATGARH |  | IL | 660 | DRV-59 | HPH-8A/8B ALT DRAIN TO HP DRAIN F/T | 4 | 219.1X10.31 | 273X12.7 | 99 | 600 SPL | 88/VACUUM/300 | ASTM A 217 Gr. WC9 | Linear | SS 440C | SS 440C | SS 440C | V | FLASHING | N | 38 , 15 | POS/AS/AL/LS/SOV/JB/HW | VSC | SS 440C
GADARWADA |  | MIL | 800 | DRV-2/8 | HPH-8A/8B NORMAL DRAIN TO HPH-7A/7B | 3 | 168.3X10.97 | 168.3X10.97 | 30 | 600 SPL | 88/290 | ASTM A 217 Gr. WC9 | Linear | SS 17-4PH | SS 17-4PH | CA6NM Chrome Plated | IV | FLASHING | N | 38 , 15 | AS/SVP/LS/SV/JB/HW/VB | 41611
KOTHAGUDEM |  | MIL | 800 | DRV-2/8 | HPH-8A/8B NORMAL DRAIN TO HPH-7A/7B | 3 | 168.3X10.97 | 168.3X10.97 | 25 | 600 SPL | 95/290 | ASTM A 217 Gr. WC9 | Linear | SS 17-4PH | SS 17-4PH | CA6NM Chrome Plated | IV | FLASHING | N | 38,18 | AS/SVP/LS/SV/JB/HW/VB | 41111
WANAKBORI |  | MIL | 800 | DRV-2/8 | HPH-8A/8B NORMAL DRAIN TO HPH-7A/7B | 3 | 168.3X7.11 | 219.1X6.35 | 25 | 600 SPL | 95/290 | ASTM A 217 Gr. WC9 | Linear | SS 17-4PH | SS 17-4PH | CA6NM | IV | FLASHING | N | 38,18 | AS/SVP/LS/AL/JB/HW/VB | 41111
YERMARUS |  | MIL | 800 | DRV-2/8 | HPH-8A/8B NORMAL DRAIN TO HPH-7A/7B | 3 | 168.3X10.97 | 168.3X10.97 | 30 | 600 SPL | 88/290 | ASTM A 217 Gr. WC9 | Linear | SS 17-4PH | SS 17-4PH | CA6NM Chrome Plated | IV | FLASHING | N | 38 , 15 | AS/SVP/LS/AL/SV/JB/HW | 41611
BANHARPALLI | OPGCL | IL | 660 | DRV-53/59 | HPH-8A/8B NORMAL DRAIN TO HPH-7A/7B | 3 | 168.3X14.27 | 219.1X12.7 | 44 | 600 SPL | 88/285 | ASTM A 217 Gr. WC9 |  | SS 17-4PH | SS 17-4PH | SS 17-4PH |  | FLASHING |  | VA3R | POS.(SMART),AFR,ALR,SOV,JB,HW | VSC | 17-4-PHSS
BARA |  | MIL | 660 | DRV-53/59 | HPH-8A/8B NORMAL DRAIN TO HPH-7A/7B | 3 | 168.3X14.27 | 219.1X12.7 | 30 | 600 SPL | 88/285 | ASTM A 217 Gr. WC9 | Linear | SS 17-4PH | SS 17-4PH | CA6NM Nitrided | IV | FLASHING | N | 38,15 | AS/SVP/AL/SV/JB/HW | 41611
BARH |  | MIL | 660 | DRV-53/59 | HPH-8A/8B NORMAL DRAIN TO HPH-7A/7B | 3 | 168.3X14.27 | 219.1X12.7 | 30 | 600 SPL | 88/285 | ASTM A 217 Gr. WC9 | Linear | SS 17-4PH | SS 17-4PH | CA6NM Nitrided | IV | FLASHING | N | 38,15 | AS/SVP/LS/AL/SV/VB/JB/HW | 41611
BELLARY |  | MIL | 700 | DRV-53/59 | HPH-8A/8B NORMAL DRAIN TO HPH-7A/7B | 3 | 168.3X14.27 | 219.1X12.7 | 35 | 600 SPL | 88/290 | ASTM A 217 Gr. WC9 | Linear | SS 17-4PH | SS 17-4PH | CA6NM Chrome Plated | IV | FLASHING | N | 38,15 | AS/SVP/LS/AL/SV/JB/HW/VB | 41621
KARANPURA | NTPC | IL | 660 | DRV-53/59 | HPH-8A/8B NORMAL DRAIN TO HPH-7A/7B | 4 | 168.3X14.27 | 168.3X14.27 | 56 | 600 SPL | 94/290 | ASTM A 217 Gr. WC9 | Equal % | SS 17-4PH | SS 17-4PH | SS 17-4PH | IV | FLASHING | N |  | POS(SMART)WITH PT,AFR,ALR,LS,SOV,JB,HW | VSC | 17-4PH SS
LALITPUR |  | MIL | 660 | DRV-53/59 | HPH-8A/8B NORMAL DRAIN TO HPH-7A/7B | 3 | 168.3X14.27 | 219.1X12.7 | 30 | 600 SPL | 88/285 | ASTM A 217 Gr. WC9 | Linear | SS 17-4PH | SS 17-4PH | CA6NM Nitrided | V | FLASHING | N | 38,18 | AS/SVP/LS/AL/SV/VB/JB/HW | 41411
MOUDA |  | MIL | 660 | DRV-53/59 | HPH-8A/8B NORMAL DRAIN TO HPH-7A/7B | 3 | 168.3X14.27 | 219.1X12.7 | 30 | 600 SPL | 88/285 | ASTM A 217 Gr. WC9 | Linear | SS 17-4PH | SS 17-4PH | CA6NM Chrome Plated | IV | FLASHING | N | 38,15 | AS/SVP/LS/AL/SV/VB/JB/HW | 41611
SURATGARH |  | IL | 660 | DRV-53/59 | HPH-8A/8B NORMAL DRAIN TO HPH-7A/7B | 4 | 219.1X10.31 | 219.1X10.31 | 68 | 600 SPL | 88/285 | ASTM A 217 Gr. WC9 | Linear | SS 17-4PH | SS 17-4PH | SS 17-4PH | V | FLASHING | N | 37 , 18L | POS/AS/AL/LS/SOV/JB/HW | VSC | 17-4PH SS
BANHARPALLI | OPGCL | IL | 660 | DRV-37 | LPH-2 ALT. DRAIN TO LP DRAIN F/T | 12 | 323.9X9.53 | 355.6X9.53 | 1440 | 300 |  | ASTM A 217 Gr. WC9 |  | SS 440C | SS 440C | SS 440C |  | FLASHING CAVITATION |  | SPA2XMF | POS.(SMART),AFR,ALR,SOV,JB,HW | VSC(M) | SS 440 C
BARA |  | MIL | 660 | DRV-37 | LPH-2 ALT. DRAIN TO LP DRAIN F/T | 10 | 323.9X9.53 | 355.6X9.53 | 750 | 300 |  | ASTM A 217 Gr. WC9 | Linear | SS 17-4PH | SS 17-4PH | CA6NM Nitrided | V | FLASHING CAVITATION | N | 37,18L | AS/SVP/AL/SV/VB/JB/HW | 41412
BARH |  | MIL | 660 | DRV-37 | LPH-2 ALT. DRAIN TO LP DRAIN F/T | 10 | 323.9X9.53 | 355.6X9.53 | 1000 | 300 |  | ASTM A 217 Gr. WC9 | Mod% | SS 440C | SS 440C | SS 440C | V | FLASHING CAVITATION | N | 37,18L | AS/SVP/LS/AL/SV/VB/DV/JB/HW | 41412
BELLARY |  | MIL | 700 | DRV-37 | LPH-2 ALT. DRAIN TO LP DRAIN F/T | 8 | 323.9X9.53 | 355.6X9.53 | 550 | 300 |  | ASTM A 217 Gr. WC9 | Linear | SS 440C | SS 440C | SS 440C | V | FLASHING CAVITATION | N | 37,18L | AS/SVP/LS/AL/SV/JB/HW/VB | 41412
KARANPURA | NTPC | IL | 660 | DRV-37 | LPH-2 ALT. DRAIN TO LP DRAIN F/T | 8 | 323.9X9.53 | 355.6X9.53 | 640 | 300 | 7/VACUUM/115 | ASTM A 217 Gr. WC9 | Linear | SS 440C | SS 440C | SS 440C | V | FLASHING | N |  | POS(SMART)WITH PT,AFR,ALR,LS,SOV,JB,HW | VSC | SS 440C
LALITPUR |  | MIL | 660 | DRV-37 | LPH-2 ALT. DRAIN TO LP DRAIN F/T | 12 | 323.9X9.53 | 355.6X9.53 | 580 | 300 |  | ASTM A 217 Gr. WC9 | ON-OFF | SS 440C | SS 440C | SS 440C | V | FLASHING CAVITATION | N | 37,18 | AS/SVP/LS/AL/SV/VB/JB/HW | 41412
MOUDA |  | MIL | 660 | DRV-37 | LPH-2 ALT. DRAIN TO LP DRAIN F/T | 10 | 323.9X6.35 | 355.6X9.53 | 900 | 300 |  | ASTM A 217 Gr. WC9 | Linear | SS 440C | SS 440C | SS 440C | V | FLASHING CAVITATION | N | 37,18L | AS/SVP/LS/AL/SV/VB/JB/HW | 41412
SURATGARH |  | IL | 660 | DRV-37 | LPH-2 ALT. DRAIN TO LP DRAIN F/T | 8 | 323.9X9.53 | 355.6X9.53 | 640 | 300 | 7/VACUUM/105 | ASTM A 217 Gr. WC9 | Linear | SS 440C | SS 440C | SS 440C | V | FLASHING CAVITATION | N | 38 , 15 | POS/AS/AL/LS/SOV/JB/HW | VSC | SS 440C
BANHARPALLI | OPGCL | IL | 660 | DRV-34 | LPH-2 NORMAL DRAIN TO LPH-1 | 8 | 323.9X9.53 | 323.9X9.53 | 640 | 300 |  | ASTM A 217 Gr. WC9 |  | SS 17-4PH | SS 17-4PH | SS 17-4PH |  | FLASHING |  | VA4R | POS.(SMART),AFR,ALR,SOV,JB,HW | VSC | 17-4-PHSS
BARA |  | MIL | 660 | DRV-34 | LPH-2 NORMAL DRAIN TO LPH-1 | 10 | 323.9X9.53 | 355.6X9.53 | 1000 | 300 |  | ASTM A 217 Gr. WC9 | Linear | SS 17-4PH | SS 17-4PH | CA6NM Nitrided | IV | FLASHING | N | 38,18 | AS/SVP/AL/SV/VB/JB/HW | 41611
BARH |  | MIL | 660 | DRV-34 | LPH-2 NORMAL DRAIN TO LPH-1 | 10 | 323.9X9.53 | 355.6X9.53 | 1000 | 300 |  | ASTM A 217 Gr. WC9 | Linear | SS 17-4PH | SS 17-4PH | CA6NM Nitrided | IV | FLASHING | N | 38,18 | AS/SVP/LS/AL/SV/VB/JB/HW | 41611
BELLARY |  | MIL | 700 | DRV-34 | LPH-2 NORMAL DRAIN TO LPH-1 | 8 | 323.9X9.53 | 355.6X9.53 | 640 | 300 |  | ASTM A 217 Gr. WC9 | Linear | SS 17-4PH | SS 17-4PH | CA6NM | IV | FLASHING | N | 38,18 | AS/SVP/LS/AL/SV/JB/HW/VB | 41731
KARANPURA | NTPC | IL | 660 | DRV-34 | LPH-2 NORMAL DRAIN TO LPH-1 | 8 | 323.9X9.53 | 355.6X9.53 | 640 | 300 | 7/VACUUM/95 | ASTM A 217 Gr. WC9 | Equal % | SS 17-4PH | SS 17-4PH | SS 17-4PH | IV | FLASHING | N |  | POS(SMART)WITH PT,AFR,ALR,LS,SOV,JB,HW | VSC | 17-4PH SS
LALITPUR |  | MIL | 660 | DRV-34 | LPH-2 NORMAL DRAIN TO LPH-1 | 8 | 323.9X9.53 | 355.6X9.53 | 500 | 300 |  | ASTM A 217 Gr. WC9 | Linear | SS 17-4PH | SS 17-4PH | CA6NM Nitrided | V | FLASHING | N | 38,18 | AS/SVP/LS/AL/SV/VB/JB/HW | 41411
MOUDA |  | MIL | 660 | DRV-34 | LPH-2 NORMAL DRAIN TO LPH-1 | 10 | 323.9X6.35 | 355.6X9.53 | 1000 | 300 |  | ASTM A 217 Gr. WC9 | Linear | SS 17-4PH | SS 17-4PH | CA6NM Chrome Plated | IV | FLASHING | N | 38,18 | AS/SVP/LS/AL/SV/VB/JB/HW | 41611
SURATGARH |  | IL | 660 | DRV-34 | LPH-2 NORMAL DRAIN TO LPH-1 | 10 | 323.9X9.53 | 355.6X9.53 | 600 | 300 | 7/VACUUM/85 | ASTM A 217 Gr. WC9 | Mod Linear | SS 17-4PH | SS 17-4PH | SS 17-4PH | V | FLASHING | N | 38 , 15 | POS/AS/AL/LS/SOV/JB/HW | VSN | 17-4PH SS
GADARWADA |  | MIL | 800 | DRV-81 | LPH-2A&2B ALT. DRAIN TO F/T-B | 4 | 219.1X6.35 | 219.1X6.35 | 195 | 300 |  | ASTM A 217 Gr. WC9 | Equal % | SS 17-4PH | SS 17-4PH | CA6NM | V | FLASHING | N | 37 , 15 | AS/SVP/LS/SV/JB/HW/VB | 41721
KOTHAGUDEM |  | MIL | 800 | DRV-81 | LPH-2A&2B ALT. DRAIN TO F/T-B | 8 | 219X6.35 | 219X6.35 | 575 | 300 |  | ASTM A 217 Gr. WC9 | Equal % | SS 440C | SS 440C | CA6NM Chrome Plated | V | FLASHING | N | 37,18L | AS/SVP/LS/SV/JB/HW/VB | 41421
WANAKBORI |  | MIL | 800 | DRV-81 | LPH-2A&2B ALT. DRAIN TO F/T-B | 8 | 168.3X10.97 | 168.3X10.97 | 400 | 300 |  | ASTM A 217 Gr. WC9 | Equal % | SS 17-4PH | SS 17-4PH | CA6NM Chrome Plated | IV | FLASHING | N | 37,18 | AS/SVP/LS/AL/JB/HW/VB | 41421
YERMARUS |  | MIL | 800 | DRV-81 | LPH-2A&2B ALT. DRAIN TO F/T-B | 6 | 219.1X6.35 | 219.1X6.35 | 400 | 300 |  | ASTM A 217 Gr. WC9 | Linear | SS 17-4PH | SS 17-4PH | CA6NM | V | FLASHING | N | 37,18 | AS/SVP/LS/AL/SV/VB/JB/HW | 41711
KOTHAGUDEM |  | MIL | 800 | DRV-78 | LPH-2A&2B NORMAL DRAIN TO DC-1 | 8 | 219X6.35 | 219X6.35 | 575 | 300 |  | ASTM A 217 Gr. WC9 | Equal % | SS 440C | SS 440C | CA6NM Chrome Plated | V | FLASHING | N | 38,18 | AS/SVP/LS/SV/JB/HW/VB | 41421
WANAKBORI |  | MIL | 800 | DRV-78 | LPH-2A&2B NORMAL DRAIN TO DC-1 | 8 | 219.1X6.35 | 323.9X9.53 | 400 | 300 |  | ASTM A 217 Gr. WC9 | Equal % | SS 440C | SS 440C | SS 440C | V | FLASHING | N | 38,18 | AS/SVP/LS/AL/JB/HW/VB | 41421
YERMARUS |  | MIL | 800 | DRV-78 | LPH-2A&2B NORMAL DRAIN TO DC-1 | 8 | 219.1X6.35 | 219.1X6.35 | 415 | 300 |  | ASTM A 217 Gr. WC9 | Linear | SS 17-4PH | SS 17-4PH | CA6NM | IV | FLASHING | N | 38,18 | AS/SVP/LS/AL/SV/VB/JB/HW | 41711
BANHARPALLI | OPGCL | IL | 660 | DRV-31 | LPH-3 ALT. DRAIN TO F/T | 8 | 273X6.35 | 323.9X9.53 | 640 | 300 |  | ASTM A 217 Gr. WC9 |  | SS 440C | SS 440C | SS 440C |  | FLASHING CAVITATION |  | VA4D | POS.(SMART),AFR,ALR,SOV,JB,HW | VSC | SS 440 C
BARA |  | MIL | 660 | DRV-31 | LPH-3 ALT. DRAIN TO F/T | 8 | 273X6.35 | 323X9.53 | 500 | 300 |  | ASTM A 217 Gr. WC9 | Linear | SS 17-4PH | SS 17-4PH | CA6NM Nitrided | V | FLASHING CAVITATION | N | 37,18L | AS/SVP/AL/SV/VB/JB/HW | 41412
BARH |  | MIL | 660 | DRV-31 | LPH-3 ALT. DRAIN TO F/T | 8 | 273X6.35 | 323X9.53 | 500 | 300 |  | ASTM A 217 Gr. WC9 | Linear | SS 440C | SS 440C | SS 440C | V | FLASHING CAVITATION | N | 37,18L | AS/SVP/LS/AL/SV/JB/HW/VB/DV | 41412
BELLARY |  | MIL | 700 | DRV-31 | LPH-3 ALT. DRAIN TO F/T | 8 | 273X6.35 | 323.9X9.53 | 400 | 300 |  | ASTM A 217 Gr. WC9 | Linear | SS 440C | SS 440C | SS 440C | V | FLASHING CAVITATION | N | 37,18L | AS/SVP/LS/AL/SV/JB/HW/VB | 41432
KARANPURA | NTPC | IL | 660 | DRV-31 | LPH-3 ALT. DRAIN TO F/T | 6 | 273X6.35 | 323.9X9.53 | 395 | 300 | 7/VACUUM/145 | ASTM A 217 Gr. WC9 | Linear | SS 440C | SS 440C | SS 440C | V | FLASHING | N |  | POS(SMART)WITH PT,AFR,ALR,LS,SOV,JB,HW | VSC | SS 440C
LALITPUR |  | MIL | 660 | DRV-31 | LPH-3 ALT. DRAIN TO F/T | 10 | 273X6.35 | 323.9X9.53 | 1000 | 300 |  | ASTM A 217 Gr. WC9 | Linear | SS 440C | SS 440C | SS 440C | V | FLASHING CAVITATION | N | 37,18 | AS/SVP/LS/AL/SV/VB/JB/HW | 41412
MOUDA |  | MIL | 660 | DRV-31 | LPH-3 ALT. DRAIN TO F/T | 8 | 273X6.35 | 323.9X9.53 | 500 | 300 |  | ASTM A 217 Gr. WC9 | Linear | SS 440C | SS 440C | SS 440C | V | FLASHING CAVITATION | Y | 37,18L | AS/SVP/LS/AL/SV/VB/JB/HW | 41412
SURATGARH |  | IL | 660 | DRV-31 | LPH-3 ALT. DRAIN TO F/T | 6 | 273X6.35 | 323.9X9.53 | 395 | 300 | 7/VACUUM/130 | ASTM A 217 Gr. WC9 | Linear | SS 440C | SS 440C | SS 440C | V | FLASHING | N | 37 , 18 | POS/AS/AL/LS/SOV/JB/HW | VSC(M) | SS 440C
GADARWADA |  | MIL | 800 | DRV-58 | LPH-3 ALT. DRAIN TO F/T | 8 | 273X6.35 | 323.9X9.53 | 575 | 300 |  | ASTM A 217 Gr. WC9 | Equal % | SS 440C | SS 440C | SS 440C | V | FLASHING | N | 37 , 18L | AS/SVP/LS/SV/JB/HW/VB | 41421
KOTHAGUDEM |  | MIL | 800 | DRV-58 | LPH-3 ALT. DRAIN TO F/T | 8 | 273X6.35 | 323.9X9.53 | 575 | 300 |  | ASTM A 217 Gr. WC9 | Equal % | SS 17-4PH | SS 17-4PH | CA6NM Chrome Plated | V | FLASHING | N | 37,18L | AS/SVP/LS/SV/JB/HW/VB | 41421
WANAKBORI |  | MIL | 800 | DRV-58 | LPH-3 ALT. DRAIN TO F/T | 10 | 273X6.35 | 323.9X9.53 | 900 | 300 |  | ASTM A 217 Gr. WC9 | Equal % | SS 440C | SS 440C | SS 440C | V | FLASHING | N | 37,18 | AS/SVP/LS/AL/JB/HW/VB | 41421
YERMARUS |  | MIL | 800 | DRV-58 | LPH-3 ALT. DRAIN TO F/T | 8 | 273X6.35 | 323.9X9.53 | 900 | 300 |  | ASTM A 217 Gr. WC9 | Equal % | SS 17-4PH | SS 17-4PH | CA6NM Chrome Plated | V | FLASHING | N | 37 , 18 | AS/SVP/LS/AL/SV/VP/JB/HW | 41421
BANHARPALLI | OPGCL | IL | 660 | DRV-28 | LPH-3 NORMAL DRAIN TO LPH-2 | 6 | 273X6.35 | 323.9X9.53 | 315 | 300 |  | ASTM A 217 Gr. WC9 |  | SS 17-4PH | SS 17-4PH | SS 17-4PH |  | FLASHING |  | VA3R | POS.(SMART),AFR,ALR,SOV,JB,HW | VSC | 17-4-PHSS
BARA |  | MIL | 660 | DRV-28 | LPH-3 NORMAL DRAIN TO LPH-2 | 8 | 273X6.35 | 323.9X9.53 | 640 | 300 |  | ASTM A 217 Gr. WC9 | Linear | SS 17-4PH | SS 17-4PH | CA6NM Nitrided | IV | FLASHING | N | 38,18 | AS/SVP/AL/SV/VB/JB/HW | 41611
BARH |  | MIL | 660 | DRV-28 | LPH-3 NORMAL DRAIN TO LPH-2 | 6 | 273X6.35 | 323.9X9.53 | 400 | 300 |  | ASTM A 217 Gr. WC9 | Linear | SS 17-4PH | SS 17-4PH | CA6NM | IV | FLASHING | N | 38,18 | AS/SVP/LS/AL/SV/VB/JB/HW | 41711
BELLARY |  | MIL | 700 | DRV-28 | LPH-3 NORMAL DRAIN TO LPH-2 | 6 | 273X6.35 | 323.9X9.53 | 400 | 300 |  | ASTM A 217 Gr. WC9 | Linear | SS 17-4PH | SS 17-4PH | CA6NM | IV | FLASHING | N | 38,18 | AS/SVP/LS/AL/SV/JB/HW/VB | 41731
KARANPURA | NTPC | IL | 660 | DRV-28 | LPH-3 NORMAL DRAIN TO LPH-2 | 6 | 273X6.35 | 323.9X9.53 | 275 | 300 | 7/VACUUM/130 | ASTM A 217 Gr. WC9 | Linear | SS 17-4PH | SS 17-4PH | SS 17-4PH | IV | FLASHING | N |  | POS(SMART)WITH PT,AFR,ALR,LS,SOV,JB,HW | VSC | 17-4PH SS
LALITPUR |  | MIL | 660 | DRV-28 | LPH-3 NORMAL DRAIN TO LPH-2 | 6 | 273X6.35 | 323.9X9.53 | 400 | 300 |  | ASTM A 217 Gr. WC9 | Linear | SS 17-4PH | SS 17-4PH | CA6NM | V | FLASHING | N | 38,18 | AS/SVP/LS/AL/SV/VB/JB/HW | 41711
MOUDA |  | MIL | 660 | DRV-28 | LPH-3 NORMAL DRAIN TO LPH-2 | 8 | 273X6.35 | 323.9X9.53 | 415 | 300 |  | ASTM A 217 Gr. WC9 | Linear | SS 17-4PH | SS 17-4PH | CA6NM | IV | FLASHING | N | 38,18 | AS/SVP/LS/AL/SV/VB/JB/HW | 41711
SURATGARH |  | IL | 660 | DRV-28 | LPH-3 NORMAL DRAIN TO LPH-2 | 6 | 273X6.35 | 323.9X9.53 | 395 | 300 | 7/VACUUM/110 | ASTM A 217 Gr. WC9 | Linear | SS 17-4PH | SS 17-4PH | SS 17-4PH | V | FLASHING | N | 37 , 18L | POS/AS/AL/LS/SOV/JB/HW | VSC(M) | 17-4PH SS
KOTHAGUDEM |  | MIL | 800 | DRV-43 | LPH-4 ALT. DRAIN TO F/T | 4 | 168.3X7.11 | 219.1X6.35 | 195 | 300 |  | ASTM A 217 Gr. WC9 | Linear | SS 440C | SS 440C | CA6NM | V | FLASHING | N | 37,15 | AS/SVP/LS/SV/JB/HW/VB | 41711
WANAKBORI |  | MIL | 800 | DRV-43 | LPH-4 ALT. DRAIN TO F/T | 6 | 168.3X3.4 | 168.3X3.4 | 208 | 300 |  | ASTM A 217 Gr. WC9 | Linear | SS 17-4PH | SS 17-4PH | CF8M Chrome Plated | V |  | N | 37,15 | AS/SVP/LS/AL/JB/HW/VB | 41711
GADARWADA |  | MIL | 800 | DRV-43 | LPH-4 ALT. DRAIN TO F/T | 6 | 219.1X6.35 | 273X6.35 | 275 | 300 |  | ASTM A 217 Gr. WC9 | Linear | SS 440C | SS 440C | SS 440C | V | FLASHING | N | 37 , 18 | AS/SVP/LS/SV/JB/HW/VB | 41711
YERMARUS |  | MIL | 800 | DRV-43 | LPH-4 ALT. DRAIN TO F/T | 6 | 219.1X6.35 | 273X6.35 | 400 | 300 |  | ASTM A 217 Gr. WC9 | Linear | SS 17-4PH | SS 17-4PH | CA6NM | V | FLASHING | N | 37,18 | AS/SVP/LS/AL/SV/JB/HW/VB | 41711
BANHARPALLI | OPGCL | IL | 660 | DRV-68 | LPH-4 ALT. DRAIN TO F/T | 6 | 168.3X7.11 | 219.1X8.18 | 395 | 300 |  | ASTM A 217 Gr. WC9 |  | SS 440C | SS 440C | SS 440C |  | FLASHING CAVITATION |  | VA3D | POS.(SMART),AFR,ALR,SOV,JB,HW | VSC | SS 440 C
BARA |  | MIL | 660 | DRV-68 | LPH-4 ALT. DRAIN TO F/T | 6 | 168.3X7.11 | 219.1X8.18 | 300 | 300 |  | ASTM A 217 Gr. WC9 | Linear | SS 17-4PH | CA6NM Nitrided | CA6NM Nitrided | IV | FLASHING CAVITATION | N | 37,18 | AS/SVP/AL/SV/JB/HW | 41412
BARH |  | MIL | 660 | DRV-68 | LPH-4 ALT. DRAIN TO F/T | 6 | 168.3X7.11 | 219.1X8.18 | 300 | 300 |  | ASTM A 217 Gr. WC9 | Linear | SS 440C | SS 440C | SS 440C | V | FLASHING CAVITATION | N | 37,18 | AS/SVP/LS/AL/SV/VB/JB/HW | 41412
BELLARY |  | MIL | 700 | DRV-68 | LPH-4 ALT. DRAIN TO F/T | 6 | 168.3X7.11 | 219.1X8.18 | 210 | 300 |  | ASTM A 217 Gr. WC9 | Linear | SS 440C | SS 440C | SS 440C | V | FLASHING CAVITATION | N | 37,18 | AS/SVP/LS/AL/SV/JB/HW/VB | 41432
KARANPURA | NTPC | IL | 660 | DRV-68 | LPH-4 ALT. DRAIN TO F/T | 4 | 168.3X7.11 | 219.1X8.18 | 175 | 300 | 7/VACUUM/180 | ASTM A 217 Gr. WC9 | Linear | SS 440C | SS 440C | SS 440C | V | FLASHING | N |  | POS(SMART)WITH PT,AFR,ALR,LS,SOV,JB,HW | VSC | SS 440C
LALITPUR |  | MIL | 660 | DRV-68 | LPH-4 ALT. DRAIN TO F/T | 6 | 168.3X7.11 | 219.1X8.18 | 210 | 300 |  | ASTM A 217 Gr. WC9 | Linear | SS 440C | SS 440C | SS 440C | V | FLASHING CAVITATION | N | 37,18 | AS/SVP/LS/AL/SV/VB/JB/HW | 41412
MOUDA |  | MIL | 660 | DRV-68 | LPH-4 ALT. DRAIN TO F/T | 6 | 168.3X7.11 | 219.1X8.18 | 255 | 300 |  | ASTM A 217 Gr. WC9 | Linear | SS 440C | SS 440C | SS 440C | V | FLASHING CAVITATION | N | 37,18 | AS/SVP/LS/AL/SV/VB/JB/HW | 41412
SURATGARH |  | IL | 660 | DRV-68 | LPH-4 ALT. DRAIN TO F/T | 6 | 168.3X7.11 | 219.1X8.18 | 275 | 300 | 7/VACUUM/165 | ASTM A 217 Gr. WC9 | Linear | SS 440C | SS 440C | SS 440C | V | FLASHING | N | 37 , 15 | POS/AS/AL/LS/SOV/JB/HW | VSC | SS 440C
GADARWADA |  | MIL | 800 | DRV-40 | LPH-4 NORMAL DRAIN TO LPH-3 | 4 | 219.1X6.35 | 273X6.35 | 140 | 300 |  | ASTM A 217 Gr. WC9 | Equal % | SS 17-4PH | SS 17-4PH | CA6NM Chrome Plated | IV | FLASHING | N | 38 , 15 | AS/SVP/LS/SV/JB/HW/VB | 41621
KOTHAGUDEM |  | MIL | 800 | DRV-40 | LPH-4 NORMAL DRAIN TO LPH-3 | 3 | 168.3X7.11 | 219.1X6.35 | 110 | 300 |  | ASTM A 217 Gr. WC9 | Equal % | SS 440C | SS 440C | CA6NM | IV | FLASHING | N | 38,13 | AS/SVP/LS/SV/JB/HW/VB | 41721
WANAKBORI |  | MIL | 800 | DRV-40 | LPH-4 NORMAL DRAIN TO LPH-3 | 3 | 114.3X3.05 | 114.3X3.05 | 110 | 300 |  | ASTM A 217 Gr. WC9 | Equal % | SS 17-4PH | SS 17-4PH | SS 316 | V |  | N | 38,13 | AS/SVP/LS/AL/JB/HW/VB | 41721
YERMARUS |  | MIL | 800 | DRV-40 | LPH-4 NORMAL DRAIN TO LPH-3 | 3 | 168.3X7.11 | 219.1X6.35 | 110 | 300 |  | ASTM A 217 Gr. WC9 | Linear | SS 17-4PH | SS 17-4PH | CA6NM | IV | FLASHING | N | 38,13 | AS/SVP/LS/SV/JB/HW/AL | 41711
BANHARPALLI | OPGCL | IL | 660 | DRV-65 | LPH-4 NORMAL DRAIN TO LPH-3 | 3 | 168.3X7.11 | 219.1X8.18 | 99 | 300 |  | ASTM A 217 Gr. WC9 |  | SS 17-4PH | SS 17-4PH | SS 17-4PH |  | FLASHING |  | VA2R | POS.(SMART),AFR,ALR,SOV,JB,HW | VSC | 17-4-PHSS
BARA |  | MIL | 660 | DRV-65 | LPH-4 NORMAL DRAIN TO LPH-3 | 3 | 168.3X7.11 | 219.1X8.18 | 110 | 300 |  | ASTM A 217 Gr. WC9 | Linear | SS 17-4PH | SS 17-4PH | CA6NM | IV | FLASHING | N | 38,13 | AS/SVP/AL/SV/JB/HW | 41711
BARH |  | MIL | 660 | DRV-65 | LPH-4 NORMAL DRAIN TO LPH-3 | 3 | 168.3X7.11 | 219.1X8.18 | 110 | 300 |  | ASTM A 217 Gr. WC9 | Linear | SS 17-4PH | SS 17-4PH | CA6NM | IV | FLASHING | N | 38,13 | AS/SVP/LS/AL/SV/JB/HW | 41711
BELLARY |  | MIL | 700 | DRV-65 | LPH-4 NORMAL DRAIN TO LPH-3 | 4 | 168.3X7.11 | 219.1X8.18 | 110 | 300 |  | ASTM A 217 Gr. WC9 | Linear | SS 17-4PH | SS 17-4PH | CA6NM | IV | FLASHING | N | 38,13 | AS/SVP/LS/AL/SV/JB/HW/VB | 41711
KARANPURA | NTPC | IL | 660 | DRV-65 | LPH-4 NORMAL DRAIN TO LPH-3 | 3 | 168.3X7.11 | 219.1X8.18 | 99 | 300 | 7/VACUUM/150 | ASTM A 217 Gr. WC9 | Equal % | SS 17-4PH | SS 17-4PH | SS 17-4PH | IV | FLASHING | N |  | POS(SMART)WITH PT,AFR,ALR,LS,SOV,JB,HW | VSC | 17-4PH SS
LALITPUR |  | MIL | 660 | DRV-65 | LPH-4 NORMAL DRAIN TO LPH-3 | 3 | 168.3X7.11 | 219.1X8.18 | 110 | 300 |  | ASTM A 217 Gr. WC9 | Linear | SS 17-4PH | SS 17-4PH | CA6NM | V | FLASHING | N | 38,15 | AS/SVP/LS/AL/SV/VB/JB/HW | 41711
MOUDA |  | MIL | 660 | DRV-65 | LPH-4 NORMAL DRAIN TO LPH-3 | 3 | 168.3X7.11 | 219.1X8.18 | 110 | 300 |  | ASTM A 217 Gr. WC9 | Linear | SS 17-4PH | SS 17-4PH | CA6NM | IV | FLASHING | N | 38,13 | AS/SVP/LS/AL/SV/VB/JB/HW | 41711
SURATGARH |  | IL | 660 | DRV-65 | LPH-4 NORMAL DRAIN TO LPH-3 | 3 | 168.3X7.11 | 219.1X8.18 | 99 | 300 | 7/VACUUM/135 | ASTM A 217 Gr. WC9 | Linear | SS 17-4PH | SS 17-4PH | SS 17-4PH | V | FLASHING | N | 37 , 18 | POS/AS/AL/LS/SOV/JB/HW | VSC | 17-4PH SS
BANHARPALLI | OPGCL | IL | 660 | CDV-22/25 | MAIN COND CONTROL | 14 | 457X12.7 | 457X12.7 | 1560 | 300 | 47/55 | ASTM A 216 Gr. WCC |  | SS 17-4PH | SS 17-4PH | SS 316 + ST |  | HIGH DP |  | SPA2MF | POS.(SMART),AFR,ALR,JB,HW | VSC | SS316+ST
BARA |  | MIL | 660 | CDV-22/25 | MAIN COND CONTROL | 12 | 457X12.7 | 457X12.7 | 1500 | 300 | 47/55 | ASTM A 216 Gr. WCC | Mod% | SS 17-4PH | SS 17-4PH | CA6NM Nitrided | IV | HIGH DP | N | 38,24 | AS/SVP/AL/JB/HW/VB | 41631
BARH |  | MIL | 660 | CDV-22/25 | MAIN COND CONTROL | 14 | 457X12.7 | 457X12.7 | 1600 | 300 | 47/55 | ASTM A 216 Gr. WCC | Equal % | SS 17-4PH | SS 17-4PH | CA6NM Nitrided | IV | HIGH DP | N | 38,24 | AS/SVP/LS/AL/JB/HW/VB /DV | 41621
BELLARY |  | MIL | 700 | CDV-22/25 | MAIN COND CONTROL | 14 | 457X12.7 | 457X12.7 | 1600 | 300 | 43/55 | ASTM A 216 Gr. WCC | Equal % | SS 17-4PH | SS 17-4PH | CA6NM Chrome Plated | IV | HIGH DP | N | 38,24 | AS/SVP/LS/AL/SV/JB/HW/VB | 41621
GADARWADA |  | MIL | 800 | CDV-22/25 | MAIN COND CONTROL | 14 | 457X12.7 | 457X12.7 | 1600 | 300 | 47/55 | ASTM A 216 Gr. WCC | Equal % | SS 17-4PH | SS 17-4PH | CA6NM Chrome Plated | IV | HIGH DP | N | 38 , 24 | AS/SVP/LS/AL/JB/HW/VB | 41621
KARANPURA | NTPC | IL | 660 | CDV-22/25 | MAIN COND CONTROL | 14 | 475X12.7 | 475X12.7 | 1960 | 300 SPL | 49/75 | ASTM A 216 Gr. WCC | Equal % | SS 17-4PH | SS 17-4PH | SS 316 + ST | IV | HIGH DP | N |  | POS(SMART)WITH PT,AFR,ALR,LS,JB,HW | VSC(M) | SS 316 + ST
KOTHAGUDEM |  | MIL | 800 | CDV-22/25 | MAIN COND CONTROL | 14 | 457X12.7 | 457X12.7 | 1960 | 300 | 45/60 | ASTM A 216 Gr. WCC | Equal % | SS 17-4PH | SS 17-4PH | CA6NM Chrome Plated | V | HIGH DP | N | 68,16 | AS/SVP/LS/AL/SV/JB/HW/VB | 41421
LALITPUR |  | MIL | 660 | CDV-22/25 | MAIN COND CONTROL | 12 | 457X12.7 | 457X12.7 | 1500 | 300 | 42/60 | ASTM A 216 Gr. WCC | Mod% | SS 17-4PH | SS 17-4PH | CA6NM Nitrided | V | HIGH DP | N | 68,16 | AS/SVP/LS/AL/JB/HW/VB | 41331
MOUDA |  | MIL | 660 | CDV-22/25 | MAIN COND CONTROL | 14 | 457X12.7 | 457X12.7 | 1600 | 300 | 47/55 | ASTM A 216 Gr. WCC | Equal % | SS 17-4PH | SS 17-4PH | CA6NM Chrome Plated | IV | HIGH DP | N | 38,24 | AS/SVP/LS/AL/VB/JB/HW | 41621
SURATGARH |  | IL | 660 | CDV-22/25 | MAIN COND CONTROL | 14 | 457X12.7 | 457X12.7 | 1960 | 300 | 45/55 | ASTM A 216 Gr. WCC | Equal % | SS 17-4PH | SS 17-4PH | SS 316 + ST | V | HIGH DP CAVITATION | N | 38 , 24 | POS/AS/AL/LS/SOV/JB/HW | VSC(M) | SS 316 + ST
WANAKBORI |  | MIL | 800 | CDV-22/25 | MAIN COND CONTROL | 14 | 457X12.7 | 457X12.7 | 1600 | 300 | 45/60 | ASTM A 216 Gr. WCC | Equal % | SS 17-4PH | SS 17-4PH | CA6NM Chrome Plated | IV | HIGH DP | N | 68,16 | AS SVP/LS/AL/VB/JB/HW | 41621
YERMARUS |  | MIL | 800 | CDV-22/25 | MAIN COND CONTROL | 14 | 457X12.7 | 457X12.7 | 1600 | 300 | 47/55 | ASTM A 216 Gr. WCC | Equal % | SS 17-4PH | SS 17-4PH | CA6NM Chrome Plated | IV | HIGH DP | N | 38 , 24 | AS/SVP/LS/AL/JB/HW/VB | 41621

## combine 4 (hidden)
PROJECT | CUSTOMER | VENDOR | RATING | TAG NO | SERVICE | VALVE SIZE (Inch) | PIPE INLET | PIPE OUTLET | Cv | VALVE RATING (ASME) | PR/TEMP | BODY MATERIAL | TRIM TYPE | TRIM MATERIAL SEAT | TRIM MATERIAL PLUG | TRIM MATERIAL CAGE | LEAKAGE | VALVE TYPE | IBR | ACTUATOR | ACCESSORIES | VALVE MODEL | TRIM MATERIAL GUIDE BUSH
KARANPURA | NTPC | IL | 660 | CDV-10 | CEP A/B/C MIN. RECIRCULATION | 6 | 219.1X8.18 | 219.1X8.18 | 110 | 300 | 49/VACUUM/75 | ASTM A 217 Gr. WC9 | Mod Equal % | SS 17-4PH | SS 17-4PH | SS 17-4PH | V | HIGH DP CAVITATION | N |  | POS(SMART)WITH PT,AFR,ALR,LS,JB,HW | VHD(A) | 17-4PH SS
BANHARPALLI | OPGCL | IL | 660 | CDV-10/12/14 | CEP A/B/C MIN. RECIRCULATION | 6 | 219.1X8.18 | 219.1X8.18 | 90 | 300 |  | ASTM A 217 Gr. WC9 |  | SS 17-4PH | SS 17-4PH | SS 17-4PH |  | HIGH DP CAVITATION |  | VA4D | POS.(SMART),AFR,ALR,JB,HW | VHD (A) | 17-4-PHSS
BARA |  | MIL | 660 | CDV-10/12/14 | CEP A/B/C MIN. RECIRCULATION | 6 | 219.1X8.18 | 219.1X8.18 | 90 | 300 |  | ASTM A 217 Gr. WC9 | Mod% | SS 17-4PH | SS 17-4PH | CA6NM Nitrided | V | HIGH DP CAVITATION | N | 37,18L | AS/SVP/AL/JB/HW/VB | 91222
BARH |  | MIL | 660 | CDV-10/12/14 | CEP A/B/C MIN. RECIRCULATION | 6 | 219.1X8.18 | 219.1X8.18 | 95 | 300 |  | ASTM A 217 Gr. WC9 | Mod Linear | SS 17-4PH | SS 17-4PH | CA6NM Nitrided | V | HIGH DP CAVITATION | N | 37,18 | AS/SVP/LS/AL/VB/JB/HW | 71433
BELLARY |  | MIL | 700 | CDV-10/12/14 | CEP A/B/C MIN. RECIRCULATION | 6 | 219.1X8.18 | 219.1X8.18 | 95 | 300 |  | ASTM A 217 Gr. WC9 | Mod Linear | SS 17-4PH | SS 17-4PH | CA6NM Chrome Plated | V | HIGH DP CAVITATION | N | 37,18L | AS/SVP/LS/AL/SV/JB/HW/VB | 71433
GADARWADA |  | MIL | 800 | CDV-10/12/14 | CEP A/B/C MIN. RECIRCULATION | 6 | 219.1X8.18 | 219.1X8.18 | 95 | 300 |  | ASTM A 217 Gr. WC9 | Mod Linear | SS 17-4PH | SS 17-4PH | CA6NM Chrome Plated | V | HIGH DP CAVITATION | N | 37 , 18L | AS/SVP/LS/AL/JB/HW/VB | 71433
LALITPUR |  | MIL | 660 | CDV-10/12/14 | CEP A/B/C MIN. RECIRCULATION | 6 | 219.1X8.18 | 219.1X8.18 | 95 | 300 |  | ASTM A 217 Gr. WC9 | Mod Linear | SS 17-4PH | SS 17-4PH | CA6NM Nitrided | V | HIGH DP CAVITATION | N | 37,18 | AS/SVP/LS/AL/JB/HW/VB | 41433
MOUDA |  | MIL | 660 | CDV-10/12/14 | CEP A/B/C MIN. RECIRCULATION | 6 | 219.1X8.18 | 219.1X8.18 | 95 | 300 |  | ASTM A 217 Gr. WC9 | Mod Linear | SS 17-4PH | SS 17-4PH | CA6NM Chrome Plated | V | HIGH DP CAVITATION | N | 37,18L | AS/SVP/LS/AL/VB/JB/HW | 71433
YERMARUS |  | MIL | 800 | CDV-10/12/14 | CEP A/B/C MIN. RECIRCULATION | 6 | 219.1X8.18 | 219.1X8.18 | 95 | 300 |  | ASTM A 217 Gr. WC9 | Mod Linear | SS 17-4PH | SS 17-4PH | CA6NM Chrome Plated | V | HIGH DP CAVITATION | N | 37,18 | AS/SVP/LS/AL/VB/JB/HW | 71433
BANHARPALLI | OPGCL | IL | 660 | CDV-72 | COND FOR VALVE GLAND SEALING | 1 | 60.3X5.54 | 60.3X5.54 | 1.6 | 300 |  | ASTM A 217 Gr. WC9 |  | SS 17-4PH | SS 17-4PH | SS 17-4PH |  | HIGH DP |  | VA1D | POS.(SMART),AFR,ALR,JB,HW | VLS(CAS) | 17-4-PHSS
BARA |  | MIL | 660 | CDV-72 | COND FOR VALVE GLAND SEALING | 1 | 60.3X5.54 | 60.3X5.54 | 1.7 | 300 |  | ASTM A 217 Gr. WC9 | Linear ON/OFF | SS 17-4PH | SS 17-4PH | CA6NM Nitrided | V | HIGH DP | N | 37,11 | AS/SVP/AL/JB/HW | 41112
BARH |  | MIL | 660 | CDV-72 | COND FOR VALVE GLAND SEALING | 1 | 60.3X5.54 | 60.3X5.54 | 1.7 | 300 |  | ASTM A 217 Gr. WC9 | Linear | SS 17-4PH | SS 17-4PH | CA6NM Nitrided | V | HIGH DP | N | 37,11 | AS/SVP/LS/AL/JB/HW | 41112
BELLARY |  | MIL | 700 | CDV-72 | COND FOR VALVE GLAND SEALING | 1 | 60.3X5.54 | 60.3X5.54 | 1.7 | 300 |  | ASTM A 217 Gr. WC9 | Linear | SS 17-4PH | SS 17-4PH | CA6NM Chrome Plated | V | HIGH DP CAVITATION | N | 38,11 | AS/SVP/AL/LS/SV/JB/HW | 41112
GADARWADA |  | MIL | 800 | CDV-72 | COND FOR VALVE GLAND SEALING | 1 | 60.3X5.54 | 60.3X5.54 | 1.7 | 300 |  | ASTM A 217 Gr. WC9 | Linear | SS 17-4PH | SS 17-4PH | CA6NM Chrome Plated | V | HIGH DP | N | 37 , 11 | AS/SVP/LS/AL/JB/HW | 41112
KARANPURA | NTPC | IL | 660 | CDV-72 | COND FOR VALVE GLAND SEALING | 1 | 60.3X5.54 | 60.3X5.54 | 1.6 | 300 | 49/75 | ASTM A 217 Gr. WC9 | Mod Linear | SS 17-4PH | SS 17-4PH | SS 17-4PH | V | HIGH DP | N |  | POS(SMART)WITH PT,AFR,ALR,LS,JB,HW | VSL(CAS) | SS 316 + ST
KOTHAGUDEM |  | MIL | 800 | CDV-72 | COND FOR VALVE GLAND SEALING | 1 | 60.3X5.54 | 60.3X5.54 | 1.7 | 300 |  | ASTM A 216 Gr. WCC | Mod% | SS 17-4PH | SS 17-4PH | CA6NM Chrome Plated | V |  | N | 37,11 | AS/SVP/LS/AL/SV/JB/HW | 41132
LALITPUR |  | MIL | 660 | CDV-72 | COND FOR VALVE GLAND SEALING | 1 | 60.3X5.54 | 60.3X5.54 | 1.7 | 300 |  | ASTM A 217 Gr. WC9 | Linear | SS 17-4PH | SS 17-4PH | CA6NM Nitrided | V | HIGH DP CAVITATION | N | 37,11 | AS/SVP/LS/AL/JB/HW | 41112
MOUDA |  | MIL | 660 | CDV-72 | COND FOR VALVE GLAND SEALING | 1 | 60.3X5.54 | 60.3X5.54 | 1.7 | 300 |  | ASTM A 217 Gr. WC9 | Linear | SS 17-4PH | SS 17-4PH | CA6NM Chrome Plated | V | HIGH DP | N | 37,11 | AS/SVP/LS/AL/JB/HW | 41112
SURATGARH |  | IL | 660 | CDV-72 | COND FOR VALVE GLAND SEALING | 1 | 60.33X5.54 | 60.33X5.54 | 1.6 | 300 | 45/55 | ASTM A 217 Gr. WC9 | Mod Linear | SS 17-4PH | SS 17-4PH | SS 17-4PH | V | HIGH DP | N | 37 , 11 | POS/AS/AL/LS/SOV/JB/HW | VLS(CAS) | 17-4PH SS
WANAKBORI |  | MIL | 800 | CDV-72 | COND FOR VALVE GLAND SEALING | 1 | 60.3X5.54 | 60.3X5.54 | 1.7 | 300 |  | ASTM A 217 Gr. WC9 | Linear | SS 17-4PH | SS 17-4PH | CA6NM Chrome Plated | V |  | N | 37,11 | AS/SVP/LS/AL/JB/HW | 41112
YERMARUS |  | MIL | 800 | CDV-72 | COND FOR VALVE GLAND SEALING | 1 | 60.3X5.54 | 60.3X5.54 | 2 | 300 |  | ASTM A 217 Gr. WC9 | Linear | SS 17-4PH | SS 17-4PH | CA6NM Chrome Plated | V | HIGH DP | N | 37 , 11 | AS/SVP/LS/AL/JB/HW | 41112
BANHARPALLI | OPGCL | IL | 660 | CDV-67 | COND SPRAY TO F/T | 1 | 33.4X4.55 | 33.4X4.55 | 4 | 300 |  | ASTM A 217 Gr. WC9 |  | SS 17-4PH | SS 17-4PH | SS 17-4PH |  | HIGH DP CAVITATION |  | VA1D | AFR,ALR,LS,SOV,JB,HW | VSL(CAGE) | 17-4-PHSS
BARA |  | MIL | 660 | CDV-67 | COND SPRAY TO F/T | 1 | 33.4X4.55 | 33.4X4.55 | 3.8 | 300 |  | ASTM A 217 Gr. WC9 | Mod% | SS 17-4PH | SS 17-4PH | CA6NM Nitrided | V | HIGH DP CAVITATION | N | 37,11 | AS/LS/AL/SV/JB/HW | 41112
BARH |  | MIL | 660 | CDV-67 | COND SPRAY TO F/T | 1 | 33.4X4.55 | 33.4X4.55 | 3.8 | 300 |  | ASTM A 217 Gr. WC9 | Linear (ON-OFF) | SS 17-4PH | SS 17-4PH | CA6NM Nitrided | V | HIGH DP CAVITATION | N | 37,11 | AS/LS/SV/JB/HW | 41112
BELLARY |  | MIL | 700 | CDV-67 | COND SPRAY TO F/T | 1 | 33.4X4.55 | 33.4X4.55 | 3.8 | 300 |  | ASTM A 217 Gr. WC9 | Linear | SS 17-4PH | SS 17-4PH | CA6NM Chrome Plated | V | HIGH DP CAVITATION | N | 37,11 | AS/LS/AL/SV/JB/HW | 41112
GADARWADA |  | MIL | 800 | CDV-67 | COND SPRAY TO F/T | 1 | 33.4X4.55 | 33.4X4.55 | 3.8 | 300 |  | ASTM A 217 Gr. WC9 | Linear | SS 17-4PH | SS 17-4PH | CA6NM Chrome Plated | V | HIGH DP CAVITATION | N | 37 , 11 | AS/LS/AL/SV/JB/HW | 41112
KOTHAGUDEM |  | MIL | 800 | CDV-67 | COND SPRAY TO F/T | 1 | 33.4X4.55 | 33.4X4.55 | 3.8 | 300 |  | ASTM A 217 Gr. WC9 | Linear | SS 17-4PH | SS 17-4PH | CA6NM Chrome Plated | V | CAVITATION | N | 37,11 | AS/LS/AL/SV/JB/HW | 41112
LALITPUR |  | MIL | 660 | CDV-67 | COND SPRAY TO F/T | 1 | 33.4X4.55 | 33.4X4.55 | 3.8 | 300 |  | ASTM A 217 Gr. WC9 | Linear(ON-OFF) | SS 17-4PH | SS 17-4PH | CA6NM Nitrided | V | HIGH DP CAVITATION | N | 37,11 | AS/LS/AL/JB/HW/SV | 41112
MOUDA |  | MIL | 660 | CDV-67 | COND SPRAY TO F/T | 1 | 33.4X4.55 | 33.4X4.55 | 3.8 | 300 |  | ASTM A 217 Gr. WC9 | Linear | SS 17-4PH | SS 17-4PH | CA6NM Chrome Plated | V | HIGH DP CAVITATION | N | 37,11 | AS/LS/AL/SV/JB/HW | 41112
SURATGARH |  | IL | 660 | CDV-67 | COND SPRAY TO F/T | 1 | 33.4X4.55 | 33.4X4.55 | 4 | 300 | 45/VACUUM/55 | ASTM A 217 Gr. WC9 | Quick Opening | SS 17-4PH | SS 17-4PH | SS 17-4PH | V | HIGH DP CAVITATION | N | 37 , 11 | AS/AL/LS/SOV/JB/HW | VLS(CAGE) | 17-4PH SS
WANAKBORI |  | MIL | 800 | CDV-67 | COND SPRAY TO F/T | 1 | 33.4X4.55 | 33.4X4.55 | 3.8 | 300 |  | ASTM A 217 Gr. WC9 | Linear | SS 17-4PH | SS 17-4PH | CA6NM Chrome Plated | V | CAVITATION | N | 37,11 | AS/LS/AL/SV/JB/HW | 41112
YERMARUS |  | MIL | 800 | CDV-67 | COND SPRAY TO F/T | 1 | 33.4X4.55 | 33.4X4.55 | 4 | 300 |  | ASTM A 217 Gr. WC9 | Linear (ON-OFF) | SS 17-4PH | SS 17-4PH | CA6NM Chrome Plated | V | HIGH DP CAVITATION | N | 37 , 11 | AS/LS/AL/SV/JB/HW | 41112
BANHARPALLI | OPGCL | IL | 660 | ASV-8 | D/A PEGGING FRM AUX STM HDR | 12 | 323.9X9.53 | 559X10 | 860 | 300 |  | ASTM A 216 Gr. WCC |  | SS 17-4PH | SS 17-4PH | SS 17-4PH |  | HIGH DP |  | VA5D | POS.(SMART),AFR,ALR,JB,HW | VSN | SS316+ST
BARA |  | MIL | 660 | ASV-8 | D/A PEGGING FRM AUX STM HDR | 10 | 323.9X9.53 | 559X10 | 750 | 300 |  | ASTM A 216 Gr. WCC | Linear | SS 17-4PH | SS 17-4PH | CA6NM Nitrided | IV | HIGH DP | Y | 37,18L | AS/SVP/AL/VB/JB/HW/LNP/EXP | 41912
BARH |  | MIL | 660 | ASV-8 | D/A PEGGING FRM AUX STM HDR | 10 | 323.9X9.53 | 559X10 | 900 | 300 |  | ASTM A 216 Gr. WCC | Linear | SS 17-4PH | SS 17-4PH | CA6NM Nitrided | IV | HIGH DP | Y | 37,18L | AS/SVP/LS/AL/VB/JB/HW/LNP/EXP/DV | 41912
BELLARY |  | MIL | 700 | ASV-8 | D/A PEGGING FRM AUX STM HDR | 10 | 323.9X9.53 | 559X10 | 750 | 300 |  | ASTM A 216 Gr. WCC | Linear | SS 17-4PH | SS 17-4PH | CA6NM Chrome Plated | IV | HIGH DP | Y | 37,18L | AS/SVP/LS/AL/SV/JB/HW/LNP/EXP/VB | 41912
GADARWADA |  | MIL | 800 | ASV-8 | D/A PEGGING FRM AUX STM HDR | 10 | 323.9X9.53 | 559X10 | 900 | 300 |  | ASTM A 216 Gr. WCC | Linear | SS 17-4PH | SS 17-4PH | CA6NM Chrome Plated | IV | HIGH DP | Y | 37 , 18L | AS/SVP/LS/AL/JB/HW/LNP/ EXP/VB | 41912
KARANPURA | NTPC | IL | 660 | ASV-8 | D/A PEGGING FRM AUX STM HDR | 10 | 273X6.35 | 559X10 | 600 | 300 | 20/350 | ASTM A 217 Gr. WC9 | Mod Equal % | SS 17-4PH | SS 17-4PH | SS 17-4PH | IV | HIGH DP | Y |  | POS(SMART)WITH PT,AFR,ALR,LS,JB,HW | VSN(HT) | SS 316 + ST
KOTHAGUDEM |  | MIL | 800 | ASV-8 | D/A PEGGING FRM AUX STM HDR | 10 | 273X6.35 | 508X12.7 | 900 | 300 |  | ASTM A 217 Gr. WC9 | Linear | SS 17-4PH | SS 17-4PH | CA6NM Chrome Plated | V | HIGH DP | Y | 67,16 | AS/SVP/LS/AL/SV/JB/HW/LNP/EXP/VB | 41412
LALITPUR |  | MIL | 660 | ASV-8 | D/A PEGGING FRM AUX STM HDR | 10 | 323.9X9.53 | 559X10 | 750 | 300 |  | ASTM A 216 Gr. WCC | Linear | SS 17-4PH | SS 17-4PH | CA6NM Nitrided | V | HIGH DP | Y | 37,18 | AS/SVP/LS/AL/VB/JB/HW/LNP | 41412
MOUDA |  | MIL | 660 | ASV-8 | D/A PEGGING FRM AUX STM HDR | 10 | 323.9X9.53 | 559X10 | 900 | 300 |  | ASTM A 216 Gr. WCC | Linear | SS 17-4PH | SS 17-4PH | CA6NM Chrome Plated | IV | HIGH DP | Y | 37 , 18 | AS/SVP/LS/AL/VB/JB/HW/LNP/EXP/VB | 41912
SURATGARH |  | IL | 660 | ASV-8 | D/A PEGGING FRM AUX STM HDR | 12 | 323.9X9.53 | 559X10 | 720 | 300 | 20/240 | ASTM A 216 Gr. WCC | Mod Equal % | SS 17-4PH | SS 17-4PH | SS 17-4PH | V | HIGH DP | Y | 37 , 18L | POS/AS/AL/LS/SOV/JB/HW | VSN | SS 316 + ST
WANAKBORI |  | MIL | 800 | ASV-8 | D/A PEGGING FRM AUX STM HDR | 10 | 273X6.35 | 508X12.7 | 500 | 300 |  | ASTM A 217 Gr. WC9 | Mod% | SS 17-4PH | SS 17-4PH | CA6NM Chrome Plated | IV |  | Y | 37,18 | AS/SVP/LS/AL/VB/JB/HW | 41932
YERMARUS |  | MIL | 800 | ASV-8 | D/A PEGGING FRM AUX STM HDR | 10 | 323.9X9.53 | 559X10 | 900 | 300 |  | ASTM A 216 Gr. WCC | Linear | SS 17-4PH | SS 17-4PH | CA6NM Chrome Plated | IV | HIGH DP | Y | 37 , 18 | AS/SVP/LS/AL/VB/JB/HW/LNP/EXP | 41912
BANHARPALLI | OPGCL | IL | 660 | CRHV-6 | D/A PEGGING FRM CRH LINE | 12 | 355.6X15.09 | 965X37 | 760 | 600 |  | ASTM A 217 Gr. WC9 |  | SS 17-4PH | SS 17-4PH | SS 17-4PH |  | HIGH DP |  | SPA2MF | POS.(SMART),AFR,ALR,JB,HW | VSN(HT) | SS316+ST
BARA |  | MIL | 660 | CRHV-6 | D/A PEGGING FRM CRH LINE | 12 | 355.6X15.09 | 965X37 | 1100 | 600 |  | ASTM A 217 Gr. WC9 | Linear | SS 17-4PH | CA6NM Nitrided | CA6NM Nitrided | IV | HIGH DP | Y | 68,16 | AS/SVP/AL/VB/JB/HW/LNP/EXP | 41912
BARH |  | MIL | 660 | CRHV-6 | D/A PEGGING FRM CRH LINE | 12 | 355.6X15.09 | 965X37 | 1100 | 600 |  | ASTM A 217 Gr. WC9 | Linear | SS 17-4PH | CA6NM Nitrided | CA6NM Nitrided | IV | HIGH DP | Y | 68,16 | AS/SVP/LS/AL/VB/JB/HW/LNP/EXP/DV | 41912
BELLARY |  | MIL | 700 | CRHV-6 | D/A PEGGING FRM CRH LINE | 12 | 355.6X15.09 | 965X34 | 850 | 600 |  | ASTM A 217 Gr. WC9 | Linear | SS 17-4PH | CA6NM Nitrided | CA6NM Nitrided | IV | HIGH DP | Y | 68,16 | AS/SVP/LS/AL/SV/JB/HW/LNP/EXP/VB | 41912
GADARWADA |  | MIL | 800 | CRHV-6 | D/A PEGGING FRM CRH LINE | 12 | 406.4X16 | 965X34 | 960 | 600 |  | ASTM A 217 Gr. WC9 | Linear | SS 17-4PH | CA6NM Nitrided | CA6NM Nitrided | IV | HIGH DP | Y | 68 , 16 | AS/SVP/LS/AL/JB/HW/LNP/ EXP/VB | 41912
KARANPURA | NTPC | IL | 660 | CRHV-6 | D/A PEGGING FRM CRH LINE | 10 | 355.6X15.09 | 965X37 | 600 | 600 | 73.1/380 | ASTM A 217 Gr. WC9 | Mod Linear | SS 17-4PH | SS 17-4PH | SS 17-4PH | IV | HIGH DP | Y |  | POS(SMART)WITH PT,AFR,ALR,LS,JB,HW | VSN(HT) | SS 316 + ST
KOTHAGUDEM |  | MIL | 800 | CRHV-6 | D/A PEGGING FRM CRH LINE | 10 | 406.4X16 | 965X34 | 900 | 600 |  | ASTM A 217 Gr. WC9 | Linear | SS 17-4PH | CA6NM Nitrided | CA6NM Nitrided | V | HIGH DP | Y | 68,16 | AS/SVP/LS/AL/SV/JB/HW/LNP/EXP/VB | 41412
LALITPUR |  | MIL | 660 | CRHV-6 | D/A PEGGING FRM CRH LINE | 12 | 355.6X15.09 | 965X34 | 850 | 600 |  | ASTM A 217 Gr. WC9 | Linear | SS 17-4PH | CA6NM Nitrided | CA6NM Nitrided | V | HIGH DP | Y | 68,16 | AS/SVP/LS/AL/VB/JB/HW/LNP/EXP | 41412
MOUDA |  | MIL | 660 | CRHV-6 | D/A PEGGING FRM CRH LINE | 12 | 355.6X15.09 | 965X37 | 1100 | 600 |  | ASTM A 217 Gr. WC9 | Linear | SS 17-4PH | CA6NM Nitrided | CA6NM Nitrided | IV | HIGH DP | Y | 68,16 | AS/SVP/LS/AL/VB/JB/HW/LNP/EXP/VB | 41912
SURATGARH |  | IL | 660 | CRHV-6 | D/A PEGGING FRM CRH LINE | 12 | 355.6X15.09 | 965X34 | 760 | 600 | 73.1/360 | ASTM A 217 Gr. WC9 | Mod Linear | SS 17-4PH | SS 17-4PH | SS 17-4PH | V | HIGH DP | Y | 68 , 16 | POS/AS/AL/LS/SOV/JB/HW | VSN(HT) | SS 316 + ST
WANAKBORI |  | MIL | 800 | CRHV-6 | D/A PEGGING FRM CRH LINE | 10 | 406.4X16 | 965X34 | 900 | 600 |  | ASTM A 217 Gr. WC9 | Linear | SS 17-4PH | CA6NM Nitrided | CA6NM Nitrided | IV |  | Y | 68,16 | AS/SVP/LS/AL/JB/HW/LNP/EXP/VB | 41912
YERMARUS |  | MIL | 800 | CRHV-6 | D/A PEGGING FRM CRH LINE | 12 | 406.4X16 | 965X34 | 960 | 600 |  | ASTM A 216 Gr. WCC | Linear | SS 17-4PH | CA6NM Nitrided | CA6NM Nitrided | IV | HIGH DP | Y | 68,16 | AS/SVP/LS/AL/VB/JB/LNP/EXP | 41912
BANHARPALLI | OPGCL | IL | 660 | DRV-48 | DEAERATOR OVERFLOW TO F/T | 6 | 219.1X6.35 | 323.9X9.53 | 275 | 300 |  | ASTM A 217 Gr. WC9 |  | SS 440C | SS 440C | SS 440C |  | FLASHING |  | VA3D | POS.(SMART),AFR,ALR,JB,HW | VSC | SS 440 C
BARA |  | MIL | 660 | DRV-48 | DEAERATOR OVERFLOW TO F/T | 6 | 219.1X6.35 | 323.9X9.53 | 240 | 300 |  | ASTM A 217 Gr. WC9 | on/off | SS 17-4PH | SS 17-4PH | CA6NM Nitrided | V | FLASHING | N | 37,15 | AS/LS/AL/SV/VB/JB/HW | 414X1
BARH |  | MIL | 660 | DRV-48 | DEAERATOR OVERFLOW TO F/T | 6 | 219.1X6.35 | 323.9X9.53 | 240 | 300 |  | ASTM A 217 Gr. WC9 | on/off | SS 440C | SS 440C | SS 440C | V | FLASHING | N | 37,15 | AS/LS/SV/VB/JB/HW | 417X1
BELLARY |  | MIL | 700 | DRV-48 | DEAERATOR OVERFLOW TO F/T | 6 | 219.1X6.35 | 323.9X9.53 | 400 | 300 |  | ASTM A 217 Gr. WC9 | ON/OFF | SS 17-4PH | SS 17-4PH | CA6NM | V | FLASHING | N | 37,18 | AS/SVP/LS/AL/SV/JB/HW/VB | 417X1
KARANPURA | NTPC | IL | 660 | DRV-48 | DEAERATOR OVERFLOW TO F/T | 6 | 219.1X6.35 | 323.9X9.53 | 275 | 300 | 20/VACUUM/200 | ASTM A 217 Gr. WC9 | Quick Opening | SS 440C | SS 440C | SS 440C | V | FLASHING | N |  | AFR,ALR,LS,SOV,JB,HW | VSC | SS 440C
LALITPUR |  | MIL | 660 | DRV-48 | DEAERATOR OVERFLOW TO F/T | 6 | 219.1X6.35 | 323.9X9.53 | 240 | 300 |  | ASTM A 217 Gr. WC9 | Linear | SS 440C | SS 440C | SS 440C | V | FLASHING CAVITATION | N | 37,15 | AS/SVP/LS/AL/SV/VB/JB/HW | 417X1
MOUDA |  | MIL | 660 | DRV-48 | DEAERATOR OVERFLOW TO F/T | 6 | 219.1X6.35 | 323.9X9.53 | 240 | 300 |  | ASTM A 217 Gr. WC9 | ON/OFF | SS 440C | SS 440C | SS 440C | V | FLASHING | N | 37,15 | AS/LS/AL/SV/JB/HW/VB | 417X1
SURATGARH |  | IL | 660 | DRV-48 | DEAERATOR OVERFLOW TO F/T | 6 | 219.1X6.35 | 323.9X9.53 | 275 | 300 | 20/VACUUM/200 | ASTM A 217 Gr. WC9 | Quick Opening | SS 440C | SS 440C | SS 440C | V | FLASHING | N | 37 , 18L | AS/AL/LS/SOV/JB/HW | VSC | SS 440C
KOTHAGUDEM |  | MIL | 800 | DRV-73 | DEAERATOR OVERFLOW TO F/T | 6 | 219.1X6.35 | 323.9X9.53 | 400 | 300 |  | ASTM A 217 Gr. WC9 | ON/OFF | SS 440C | SS 440C | CA6NM | V | FLASHING | N | 37,18 | AS/LS/AL/SV/JB/HW/VB | 417X1
WANAKBORI |  | MIL | 800 | DRV-73 | DEAERATOR OVERFLOW TO F/T | 6 | 168.3X10.97 | 219.1X12.7 | 400 | 300 |  | ASTM A 217 Gr. WC9 | ON/OFF | SS 440C | SS 440C | SS 440C | V | FLASHING | N | 37,18 | AS/LS/AL/SV/JB/HW/VB | 417X1
GADARWADA |  | MIL | 800 | DRV-73 | DEAERATOR OVERFLOW TO F/T | 6 | 219.1X6.35 | 323.9X9.53 | 208 | 300 |  | ASTM A 217 Gr. WC9 | ON-OFF | SS 440C | SS 440C | SS 440C | V | FLASHING | N | 37 , 18 | AS/LS/AL/SV/JB/HW/VB | 417X1
YERMARUS |  | MIL | 800 | DRV-73 | DEAERATOR OVERFLOW TO F/T | 6 | 219.1X6.35 | 323.9X9.53 | 208 | 300 |  | ASTM A 217 Gr. WC9 | ON-OFF | SS 17-4PH | SS 17-4PH | CA6NM | V | FLASHING | N | 37 , 18 | AS/LS/AL/SV/VB/JB/HW | 417X1
KARANPURA | NTPC | IL | 660 | DMV-78 | DM EMER M/U TO CST | 6 | 219.1X3.76 | 219.1X3.76 | 370 | 300 | 10/VACUUM/50 | ASTM A 351 Gr. CF8M | Mod Equal % 1 | SS 17-4PH | SS 17-4PH | SS 17-4PH | V |  | N |  | POS(SMART)WITH PT,AFR,ALR,LS,JB,HW | VSC | SS 316 + ST
SURATGARH |  | IL | 660 | DMV-40 | DM EMER M/U TO HOTWELL | 2 | 88.9X3.05 | 88.9X3.05 | 44 | 300 | 10/VACUUM/50 | ASTM A 351 Gr. CF8M | Equal % | SS 17-4PH | SS 17-4PH | SS 17-4PH | V | CAVITATION | N | 38 , 18 | POS/AS/AL/LS/SOV/JB/HW | VSC | SS 316 + ST
YERMARUS |  | MIL | 800 | DMV-48 | DM EMER M/U TO HOTWELL | 6 | 168.3X3.14 | 168.3X3.14 | 195 | 300 |  | ASTM A 351 Gr. CF8M | Mod % | SS 17-4PH | SS 17-4PH | CF8M Chrome Plated | IV | CAVITATION | N | 38,15 | AS/SVP/LS/AL/JB/HW | 41632
KOTHAGUDEM |  | MIL | 800 | DMV-5 | DM EMER M/U TO HOTWELL | 4 | 114.3X3.05 | 114.3X3.05 | 120 | 300 |  | ASTM A 351 Gr. CF8M | Linear | SS 17-4PH | SS 17-4PH | CF8M Chrome Plated | V | CAVITATION | N | 38,15 | AS/SVP/LS/AL/SV/JB/HW/VB | 41412
WANAKBORI |  | MIL | 800 | DMV-5 | DM EMER M/U TO HOTWELL | 4 | 168.3X3.4 | 168.3X3.4 | 145 | 300 |  | ASTM A 351 Gr. CF8M | Linear | SS 17-4PH | SS 17-4PH | CA6NM Chrome Plated | IV |  | N | 38,15 | AS/SVP/LS/AL/JB/HW/VB | 41412
LALITPUR |  | MIL | 660 | DMV-63 | DM EMER M/U TO HOTWELL | 3 | 114.3X3.05 | 114.3X3.05 | 120 | 300 |  | ASTM A 351 Gr. CF8M | Linear | SS 17-4PH | SS 17-4PH | CF8M Chrome Plated | V | CAVITATION | N | 38,15 | AS/SVP/LS/AL/VB/JB/HW | 41412
BARA |  | MIL | 660 | DMV-9 | DM EMER M/U TO HOTWELL | 6 | 168.3X3.4 | 168.3X3.4 | 300 | 300 |  | ASTM A 351 Gr. CF8M | Linear | SS 17-4PH | SS 17-4PH | CF8M Chrome Plated | V | CAVITATION | N | 38,18 | AS/SVP/AL/JB/HW/VB | 41412
BARH |  | MIL | 660 | DMV-9 | DM EMER M/U TO HOTWELL | 6 | 273X4.19 | 273X4.19 | 255 | 300 |  | ASTM A 351 Gr. CF8M | Linear | SS 17-4PH | SS 17-4PH | CA6NM Chrome Plated | V | CAVITATION | N | 38,18 | AS/SVP/LS/AL/VB/JB/HW | 41412
BELLARY |  | MIL | 700 | DMV-9 | DM EMER M/U TO HOTWELL | 4 | 168.3X3.4 | 168.3X3.4 | 145 | 300 |  | ASTM A 351 Gr. CF8M | Mod% | SS 17-4PH | SS 17-4PH | CF8M Chrome Plated | V | CAVITATION | N | 38,15 | AS/SVP/LS/AL/SV/JB/HW/VB | 41432
GADARWADA |  | MIL | 800 | DMV-9 | DM EMER M/U TO HOTWELL | 6 | 273X4.19 | 273X4.19 | 300 | 300 |  | ASTM A 351 Gr. CF8M | Linear | SS 17-4PH | SS 17-4PH | CF8M Chrome Plated | V | CAVITATION | N | 38 , 18 | AS/SVP/LS/AL/SV/JB/HW/VB | 41612
MOUDA |  | MIL | 660 | DMV-9 | DM EMER M/U TO HOTWELL | 6 | 273X4.19 | 273X4.19 | 300 | 300 |  | ASTM A 351 Gr. CF8M | Linear | SS 17-4PH | SS 17-4PH | CF8M Chrome Plated | V | CAVITATION | N | 38,18 | AS/SVP/LS/AL/VB/JB/HW | 41412
KARANPURA | NTPC | IL | 660 | DMV-43 | DM NORMAL M/U TO CST | 3 | 114.3X3.05 | 114.3X3.05 | 99 | 300 | 10/VACUUM/50 | ASTM A 351 Gr. CF8M | Equal % | SS 17-4PH | SS 17-4PH | SS 17-4PH | V |  | N |  | POS(SMART)WITH PT,AFR,ALR,LS,JB,HW | VSC | SS 316 + ST
BANHARPALLI | OPGCL | IL | 660 | DM-45 | DM NORMAL M/U TO HOTWELL | 6 | 168.3X3.4 | 168.3X3.4 | 150 | 300 |  | ASTM A 351 Gr. CF8M |  | SS 17-4PH | SS 17-4PH | SS 17-4PH |  | CAVITATION |  | VA3D | POS.(SMART),AFR,ALR,JB,HW | VSN | SS316+ST
BARA |  | MIL | 660 | DMV-2 | DM NORMAL M/U TO HOTWELL | 3 | 88.9X3.05 | 88.9X3.05 | 120 | 300 |  | ASTM A 351 Gr. CF8M | Mod% | SS 17-4PH | SS 17-4PH | CF8M Chrome Plated | V | CAVITATION | N | 37,15 | AS/SVP/AL/JB/HW | 41432
BARH |  | MIL | 660 | DMV-2 | DM NORMAL M/U TO HOTWELL | 3 | 168.3X3.4 | 168.3X3.4 | 120 | 300 |  | ASTM A 351 Gr. CF8M | Linear | SS 17-4PH | SS 17-4PH | CA6NM Chrome Plated | V | CAVITATION | N | 37,15 | AS/SVP/LS/AL/VB/JB/HW | 41432
BELLARY |  | MIL | 700 | DMV-2 | DM NORMAL M/U TO HOTWELL | 3 | 114.3X3.05 | 114.3X3.05 | 75 | 300 |  | ASTM A 351 Gr. CF8M | Mod% | SS 17-4PH | SS 17-4PH | SS 17-4PH | V | CAVITATION | N | 37,15 | AS/SVP/LS/AL/SV/JB/HW/VB | 41732
GADARWADA |  | MIL | 800 | DMV-2 | DM NORMAL M/U TO HOTWELL | 4 | 168.3X3.4 | 168.3X3.4 | 145 | 300 |  | ASTM A 351 Gr. CF8M | Mod % | SS 17-4PH | SS 17-4PH | CF8M Chrome Plated | IV | CAVITATION | N | 37 , 15 | AS/SVP/LS/AL/SV/JB/HW/VB | 41632
KOTHAGUDEM |  | MIL | 800 | DMV-2 | DM NORMAL M/U TO HOTWELL | 3 | 88.9X3.05 | 88.9X3.05 | 75 | 300 |  | ASTM A 351 Gr. CF8M | Linear | SS 17-4PH | SS 17-4PH | SS 17-4PH | V | CAVITATION | N | 37,15 | AS/SVP/LS/AL/SV/JB/HW/VB | 41712
MOUDA |  | MIL | 660 | DMV-2 | DM NORMAL M/U TO HOTWELL | 3 | 168.3X3.4 | 168.3X3.4 | 120 | 300 |  | ASTM A 351 Gr. CF8M | Mod% | SS 17-4PH | SS 17-4PH | CF8M Chrome Plated | V | CAVITATION | N | 37,15 | AS/SVP/LS/AL/VB/JB/HW | 41432
WANAKBORI |  | MIL | 800 | DMV-2 | DM NORMAL M/U TO HOTWELL | 3 | 114.3X3.05 | 114.3X3.05 | 50 | 300 |  | ASTM A 351 Gr. CF8M | Mod% | SS 17-4PH | SS 17-4PH | CA6NM Nitrided | V | HIGH DP | Y | 37,15 | AS/SVP/LS/AL/JB/HW/VB | 41732
YERMARUS |  | MIL | 800 | DMV-21 | DM NORMAL M/U TO HOTWELL | 3 | 114.3X3.05 | 114.3X3.05 | 75 | 300 |  | ASTM A 351 Gr. CF8M | Mod % | SS 17-4PH | SS 17-4PH | CF8M Chrome Plated | IV | CAVITATION | N | 37,15 | AS/SVP/LS/AL/JB/HW | 41732
LALITPUR |  | MIL | 660 | DMV-40 | DM NORMAL M/U TO HOTWELL | 3 | 88.9X3.05 | 88.9X3.05 | 60 | 300 |  | ASTM A 351 Gr. CF8M | Mod% | SS 17-4PH | SS 17-4PH | CF8M Chrome Plated | V | CAVITATION | N | 37,15 | AS/SVP/LS/AL/VB/JB/HW | 41732
SURATGARH |  | IL | 660 | DMV-63 | DM NORMAL M/U TO HOTWELL | 3 | 114.3X3.05 | 114.3X3.05 | 99 | 300 | 10/VACUUM/50 | ASTM A 351 Gr. CF8M | Equal % | SS 17-4PH | SS 17-4PH | SS 17-4PH | V | CAVITATION | N | 38 , 15 | POS/AS/AL/LS/SOV/JB/HW | VSC | SS 316 + ST
BARA |  | MIL | 660 | DMCW-17 | DMCW SYSTEM | 8 | 300NB | 300NB | 640 | 300 |  | ASTM A 216 Gr. WCC | Linear | SS 17-4PH | CA6NM Nitrided | CA6NM Nitrided | V |  | N | 38,18 | AS/SVP/LS/AL/VB/JB/HW | 41611
BARA |  | MIL | 660 | DMCW-17 | DMCW SYSTEM | 4 | 200NB | 200NB | 195 | 300 |  | ASTM A 216 Gr. WCC | Equal % | SS 17-4PH | SS 17-4PH | CA6NM | IV |  | N | 38,15 | AS/SVP/LS/AL/JB/HW | 41721
BARH |  | MIL | 660 | DMCW-17 | DMCW SYSTEM | 10 | 400NB | 400NB | 1000 | 300 RF |  | ASTM A 216 Gr. WCC | Equal % | SS 17-4PH | SS 17-4PH | CA6NM Nitrided | IV | HIGH DP | N | 37,18L | AS/SVP/LS/AL/DV/VB/JB/HW/CF | 41621
GADARWADA |  | MIL | 800 | DMCW-17 | DMCW SYSTEM | 12 | 457X6 | 457X6 | 1400 | 300 |  | ASTM A 216 Gr. WCC | Linear | SS 17-4PH | SS 17-4PH | CA6NM Chrome Plated | IV | HIGH DP | N | 38 , 18 | AS/SVP/LS/AL/JB/HW/VB | 41611
KARANPURA | NTPC | IL | 660 | DMCW-17 | DMCW SYSTEM | 8 | 273X6 | 273X6 | 640 | 300 | 10/60 | ASTM A 216 Gr. WCC | Equal % | SS 17-4PH | SS 17-4PH | SS 17-4PH | IV | HIGH DP | N |  | POS(SMART)WITH PT,AFR,ALR,LS,JB,HW | VSC | SS 316 + ST
KARANPURA | NTPC | IL | 660 | DMCW-17 | DMCW SYSTEM | 4 | 166.5X5.4 | 166.5X5.4 | 175 | 300 | 12/60 | ASTM A 216 Gr. WCC | Equal % | SS 17-4PH | SS 17-4PH | SS 17-4PH | IV | HIGH DP | N |  | POS(SMART)WITH PT,AFR,ALR,LS,JB,HW | VSC | SS 316 + ST
MOUDA |  | MIL | 660 | DMCW-17 | DMCW SYSTEM | 12 | 406.4X6 | 406.4X6 | 1400 | 300 |  | ASTM A 216 Gr. WCC | Linear | SS 17-4PH | SS 17-4PH | CA6NM Chrome Plated | IV | HIGH DP | N | 38,18 | AS/SVP/LS/AL/VB/JB/HW | 41611
KOTHAGUDEM |  | MIL | 800 | DRV-52 | DRIP PUMP DISCHARGE CONTROL | 6 | 219X8.18 | 219X8.18 | 255 | 300 |  | ASTM A 216 Gr. WCC | Equal % | SS 17-4PH | SS 17-4PH | CA6NM Chrome Plated | IV | STANDARD | N | 38,15 | AS/SVP/LS/AL/SV/JB/HW/VB | 91621
WANAKBORI |  | MIL | 800 | DRV-52 | DRIP PUMP DISCHARGE CONTROL | 6 | 219X6.35 | 219X6.35 | 255 | 300 |  | ASTM A 216 Gr. WCC | Equal % | SS 17-4PH | SS 17-4PH | CA6NM Chrome Plated | V | FLASHING | N | 38,15 | AS/SVP/LS/AL/JB/HW/VB | 41621
GADARWADA |  | MIL | 800 | DRV-52 | DRIP PUMP DISCHARGE CONTROL | 6 | 219X8.18 | 219X8.18 | 300 | 300 |  | ASTM A 216 Gr. WCC | Equal % | SS 17-4PH | SS 17-4PH | CA6NM Chrome Plated | IV |  | N | 38 , 15 | AS/SVP/LS/AL/SV/JB/HW/VB | 41621
YERMARUS |  | MIL | 800 | DRV-52 | DRIP PUMP DISCHARGE CONTROL | 6 | 219.1X8.18 | 219.1X8.18 | 300 | 300 |  | ASTM A 216 Gr. WCC | Equal % | SS 17-4PH | SS 17-4PH | CA6NM Chrome Plated | IV |  | N | 38,15 | AS/SVP/LS/AL/JB/HW | 41621
BANHARPALLI | OPGCL | IL | 660 | CDV-43 | EXCESS RETURN TO CST | 6 | 273X9.27 | 273X9.27 | 110 | 300 |  | ASTM A 217 Gr. WC9 |  | SS 17-4PH | SS 17-4PH | SS 17-4PH |  | HIGH DP CAVITATION |  | VA3D | POS.(SMART),AFR,ALR,SOV,JB,HW | VHD (A) | 17-4-PHSS
BARA |  | MIL | 660 | CDV-43 | EXCESS RETURN TO CST | 6 | 273X9.27 | 273X9.27 | 105 | 300 |  | ASTM A 217 Gr. WC9 | Mod Linear | SS 17-4PH | SS 17-4PH | CA6NM Nitrided | V | HIGH DP CAVITATION | N | 37,18L | AS/SVP/AL/JB/HW/VB | 71432
BARH |  | MIL | 660 | CDV-43 | EXCESS RETURN TO CST | 6 | 273X9.27 | 273X9.27 | 95 | 300 |  | ASTM A 217 Gr. WC9 | Mod Linear | SS 17-4PH | SS 17-4PH | CA6NM Nitrided | V | HIGH DP CAVITATION | N | 37,18 | AS/SVP/LS/AL/JB/HW/VB | 71433
BELLARY |  | MIL | 700 | CDV-43 | EXCESS RETURN TO CST | 6 | 219.1X6.35 | 219.1X6.35 | 130 | 300 |  | ASTM A 217 Gr. WC9 | Mod% | SS 17-4PH | SS 17-4PH | CA6NM Chrome Plated | V | HIGH DP CAVITATION | N | 37,18 L | AS/SVP/LS/AL/SV/JB/HW/VB | 71432
KARANPURA | NTPC | IL | 660 | CDV-43 | EXCESS RETURN TO CST | 6 | 219.1X8.18 | 219.1X8.18 | 110 | 300 | 49/75 | ASTM A 217 Gr. WC9 | Mod Equal % | SS 17-4PH | SS 17-4PH | SS 17-4PH | V | HIGH DP | N |  | POS(SMART)WITH PT,AFR,ALR,LS,JB,HW | VHD | 17-4PH SS
LALITPUR |  | MIL | 660 | CDV-43 | EXCESS RETURN TO CST | 6 | 219.1X8.18 | 219.1X8.18 | 105 | 300 |  | ASTM A 217 Gr. WC9 | Mod Linear | SS 17-4PH | SS 17-4PH | CA6NM Nitrided | V | HIGH DP CAVITATION | N | 37,18 | AS/SVP/LS/AL/JB/HW/VB | 41432
MOUDA |  | MIL | 660 | CDV-43 | EXCESS RETURN TO CST | 6 | 273X9.27 | 273X9.27 | 105 | 300 |  | ASTM A 217 Gr. WC9 | Mod % | SS 17-4PH | SS 17-4PH | CA6NM Chrome Plated | V | HIGH DP CAVITATION | N | 37,18 | AS/SVP/LS/AL/VB/JB/HW | 71432
SURATGARH |  | IL | 660 | CDV-43 | EXCESS RETURN TO CST | 6 | 219.1X8.18 | 219.1X8.18 | 96 | 300 | 45/55 | ASTM A 217 Gr. WC9 | Mod Equal % | SS 17-4PH | SS 17-4PH | SS 17-4PH | V | HIGH DP | N | 37 , 18L | POS/AS/AL/LS/SOV/JB/HW | VSN | 17-4PH SS
GADARWADA |  | MIL | 800 | CDV-46 | EXCESS RETURN TO CST | 6 | 219.1X8.18 | 219.1X8.18 | 130 | 300 |  | ASTM A 217 Gr. WC9 | Mod % | SS 17-4PH | SS 17-4PH | CA6NM Chrome Plated | V | HIGH DP CAVITATION | N | 37 , 18L | AS/SVP/LS/AL/JB/HW/VB | 71432
KOTHAGUDEM |  | MIL | 800 | CDV-46 | EXCESS RETURN TO CST | 6 | 219.1X8.18 | 219.1X6.35 | 105 | 300 |  | ASTM A 217 Gr. WC9 | Mod% | SS 17-4PH | SS 17-4PH | CA6NM Chrome Plated | V | CAVITATION | N | 37,18 | AS/LS/AL/SV/JB/HW | 71432
WANAKBORI |  | MIL | 800 | CDV-46 | EXCESS RETURN TO CST | 6 | 219.1X8.18 | 219.1X6.35 | 130 | 300 |  | ASTM A 217 Gr. WC9 | Mod% | SS 17-4PH | SS 17-4PH | CA6NM Chrome Plated | V |  | N | 37,18 | AS SVP/LS/AL/VB/JB/HW | 71432
YERMARUS |  | MIL | 800 | CDV-46 | EXCESS RETURN TO CST | 6 | 219.1X8.18 | 219.1X8.18 | 130 | 300 |  | ASTM A 217 Gr. WC9 | Mod % | SS 17-4PH | SS 17-4PH | CA6NM Chrome Plated | V | HIGH DP CAVITATION | N | 37,18 | AS/SVP/LS/AL/JB/HW/VB | 41432
BANHARPALLI | OPGCL | IL | 660 | CDV-39 | GSC MIN FLOW RECIRCULATION | 6 | 219.1X8.18 | 219.1X8.18 | 110 | 300 |  | ASTM A 217 Gr. WC9 |  | SS 17-4PH | SS 17-4PH | SS 17-4PH |  | HIGH DP CAVITATION |  | VA3D | POS.(SMART),AFR,ALR,JB,HW | VHD (A) | 17-4-PHSS
BARA |  | MIL | 660 | CDV-39 | GSC MIN FLOW RECIRCULATION | 6 | 219.1X8.18 | 219.1X8.18 | 95 | 300 |  | ASTM A 217 Gr. WC9 | Mod Linear | SS 17-4PH | SS 17-4PH | CA6NM Nitrided | V | HIGH DP CAVITATION | N | 37,18L | AS/SVP/AL/JB/HW/VB | 41433
BARH |  | MIL | 660 | CDV-39 | GSC MIN FLOW RECIRCULATION | 6 | 219.1X8.18 | 219.1X8.18 | 95 | 300 |  | ASTM A 217 Gr. WC9 | Mod Linear | SS 17-4PH | SS 17-4PH | CA6NM Nitrided | V | HIGH DP CAVITATION | N | 37,18L | AS/SVP/LS/AL/JB/HW/VB | 41433
BELLARY |  | MIL | 700 | CDV-39 | GSC MIN FLOW RECIRCULATION | 6 | 219.1X8.18 | 219.1X8.18 | 95 | 300 |  | ASTM A 217 Gr. WC9 | Mod Linear | SS 17-4PH | SS 17-4PH | CA6NM Chrome Plated | V | HIGH DP CAVITATION | N | 37,18 L | AS/SVP/LS/AL/SV/JB/HW/VB | 41433
KARANPURA | NTPC | IL | 660 | CDV-39 | GSC MIN FLOW RECIRCULATION | 6 | 219X8.18 | 219X8.18 | 110 | 300 | 49/VACUUM/75 | ASTM A 217 Gr. WC9 | Mod Equal % | SS 17-4PH | SS 17-4PH | SS 17-4PH | V | HIGH DP CAVITATION | N |  | POS(SMART)WITH PT,AFR,ALR,LS,JB,HW | VHD | 17-4PH SS
LALITPUR |  | MIL | 660 | CDV-39 | GSC MIN FLOW RECIRCULATION | 6 | 219.1X8.18 | 219.1X8.18 | 95 | 300 |  | ASTM A 217 Gr. WC9 | Mod Linear | SS 17-4PH | SS 17-4PH | CA6NM Nitrided | V | HIGH DP CAVITATION | N | 37,18 | AS/SVP/LS/AL/JB/HW/VB | 41433
MOUDA |  | MIL | 660 | CDV-39 | GSC MIN FLOW RECIRCULATION | 6 | 219.1X18.18 | 219.1X18.18 | 95 | 300 |  | ASTM A 217 Gr. WC9 | Mod Linear | SS 17-4PH | SS 17-4PH | CA6NM Chrome Plated | V | HIGH DP CAVITATION | N | 37,18L | AS/SVP/LS/AL/VB/JB/HW | 41433
SURATGARH |  | IL | 660 | CDV-39 | GSC MIN FLOW RECIRCULATION | 6 | 219.1X8.18 | 219.1X8.18 | 110 | 300 | 45/VACUUM/55 | ASTM A 217 Gr. WC9 | Mod Equal % | SS 17-4PH | SS 17-4PH | SS 17-4PH | V | HIGH DP CAVITATION | N | 37 , 18L | POS/AS/AL/LS/SOV/JB/HW | VHD | 17-4PH SS
GADARWADA |  | MIL | 800 | CDV-40 | GSC MIN FLOW RECIRCULATION | 6 | 219.1X8.18 | 219.1X8.18 | 95 | 300 |  | ASTM A 217 Gr. WC9 | Mod Linear | SS 17-4PH | SS 17-4PH | CA6NM Chrome Plated | V | HIGH DP CAVITATION | N | 37 , 18L | AS/SVP/LS/AL/JB/HW/VB | 41433
KOTHAGUDEM |  | MIL | 800 | CDV-40 | GSC MIN FLOW RECIRCULATION | 6 | 168.3X7.11 | 168.3X7.11 | 90 | 300 |  | ASTM A 217 Gr. WC9 | Mod% | SS 17-4PH | SS 17-4PH | CA6NM Nitrided | V | CAVITATION | N | 37,18L | AS/SVP/LS/AL/SV/JB/HW/VB | 91212
WANAKBORI |  | MIL | 800 | CDV-40 | GSC MIN FLOW RECIRCULATION | 6 | 168.3X7.11 | 168.3X7.11 | 90 | 300 |  | ASTM A 217 Gr. WC9 | Mod% | SS 17-4PH | SS 17-4PH | CA6NM Nitrided | V | CAVITATION | N | 37,18 | AS SVP/LS/AL/VB/JB/HW | 91212
YERMARUS |  | MIL | 800 | CDV-40 | GSC MIN FLOW RECIRCULATION | 6 | 219.1X8.18 | 219.1X8.18 | 95 | 300 |  | ASTM A 217 Gr. WC9 | Mod Linear | SS 17-4PH | SS 17-4PH | CA6NM Chrome Plated | V | HIGH DP CAVITATION | N | 37,18 | AS/SVP/LS/AL/JB/HW/VB | 41433
SURATGARH |  | IL | 660 | DRV-15 | HPH-6A/6B ALT.DRAIN TO F/T | 6 | 323.9X9.53 | 323.9X9.53 | 275 | 300 | 30/210 | ASTM A 217 Gr. WC9 | Linear | SS 17-4PH | SS 17-4PH | SS 17-4PH | V | FLASHING | N | 38 , 15 | POS/AS/AL/LS/SOV/JB/HW | VSC(M) | 17-4PH SS
KARANPURA | NTPC | IL | 660 | DRV-18 | HPH-6A/6B ALT.DRAIN TO F/T | 6 | 273X6.35 | 323.9X9.53 | 395 | 300 | 31/VACUUM/235 | ASTM A 217 Gr. WC9 | Equal % | SS 440C | SS 440C | SS 440C | V | FLASHING | N |  | POS(SMART)WITH PT,AFR,ALR,LS,SOV,JB,HW | VSC | SS 440C
SURATGARH |  | IL | 660 | DRV-18 | HPH-6A/6B ALT.DRAIN TO F/T | 8 | 323.9X9.53 | 355.6X9.53 | 640 | 300 | 30/VACUUM/230 | ASTM A 217 Gr. WC9 | Linear | SS 440C | SS 440C | SS 440C | V | FLASHING | N | 37 , 18L | POS/AS/AL/LS/SOV/JB/HW | VSC(M) | SS 440C
BANHARPALLI | OPGCL | IL | 660 | DRV-18/25 | HPH-6A/6B ALT.DRAIN TO F/T | 6 | 273X6.35 | 323.9X9.53 | 275 | 300 |  | ASTM A 217 Gr. WC9 |  | SS 440C | SS 440C | SS 440C |  | FLASHING CAVITATION |  | VA3D | POS.(SMART),AFR,ALR,SOV,JB,HW | VSC | SS 440 C
BARA |  | MIL | 660 | DRV-18/25 | HPH-6A/6B ALT.DRAIN TO F/T | 6 | 273X6.35 | 323.9X9.53 | 210 | 300 |  | ASTM A 217 Gr. WC9 | Linear | SS 17-4PH | SS 17-4PH | CA6NM Nitrided | V | FLASHING CAVITATION | N | 37,18 | AS/SVP/AL/SV/VB/JB/HW | 41412
BARH |  | MIL | 660 | DRV-18/25 | HPH-6A/6B ALT.DRAIN TO F/T | 6 | 273X6.35 | 323.9X9.53 | 210 | 300 |  | ASTM A 217 Gr. WC9 | Linear | SS 440C | SS 440C | SS 440C | V | FLASHING CAVITATION | N | 37,18 | AS/SVP/LS/AL/SV/VB/JB/HW | 41412
BELLARY |  | MIL | 700 | DRV-18/25 | HPH-6A/6B ALT.DRAIN TO F/T | 6 | 273X6.35 | 323.9X9.53 | 210 | 300 |  | ASTM A 217 Gr. WC9 | Linear | SS 440C | SS 440C | SS 440C | V | FLASHING | N | 37,18 | AS/SVP/LS/AL/SV/JB/HW/VB | 41412
LALITPUR |  | MIL | 660 | DRV-18/25 | HPH-6A/6B ALT.DRAIN TO F/T | 6 | 273X6.35 | 323.9X9.53 | 210 | 300 |  | ASTM A 217 Gr. WC9 | Linear | SS 440C | SS 440C | SS 440C | V | FLASHING CAVITATION | N | 37,18 | AS/SVP/LS/AL/SV/VB/JB/HW | 41412
MOUDA |  | MIL | 660 | DRV-18/25 | HPH-6A/6B ALT.DRAIN TO F/T | 6 | 273X6.35 | 323.9X9.53 | 210 | 300 |  | ASTM A 217 Gr. WC9 | Linear | SS 440C | SS 440C | SS 440C | V | FLASHING CAVITATION | N | 37,18 | AS/SVP/LS/AL/SV/VB/JB/HW | 41412
GADARWADA |  | MIL | 800 | DRV-30/37 | HPH-6A/6B ALT.DRAIN TO F/T | 6 | 273X6.35 | 323.9X9.53 | 300 | 300 |  | ASTM A 217 Gr. WC9 | Linear | SS 440C | SS 440C | SS 440C | V | FLASHING | N | 37 , 18L | AS/SVP/LS/SV/JB/HW/VB | 41411
KOTHAGUDEM |  | MIL | 800 | DRV-30/37 | HPH-6A/6B ALT.DRAIN TO F/T | 6 | 273X6.35 | 323.9X9.53 | 255 | 300 |  | ASTM A 217 Gr. WC9 | Linear | SS 440C | SS 440C | SS 440C | V | FLASHING | N | 37,18 | AS/SVP/LS/SV/JB/HW/VB | 41412
WANAKBORI |  | MIL | 800 | DRV-30/37 | HPH-6A/6B ALT.DRAIN TO F/T | 6 | 273X6.35 | 323.9X9.53 | 255 | 300 |  | ASTM A 217 Gr. WC9 | Linear | SS 440C | SS 440C | SS 440C | V | FLASHING | N | 37,18 | AS/SVP/LS/AL/JB/HW/VB | 41412
YERMARUS |  | MIL | 800 | DRV-30/37 | HPH-6A/6B ALT.DRAIN TO F/T | 6 | 273X6.35 | 323.9X9.53 | 255 | 300 |  | ASTM A 217 Gr. WC9 | Linear | SS 17-4PH | SS 17-4PH | CA6NM Chrome Plated | V | FLASHING | N | 37 , 18 | AS/SVP/LS/AL/SV/VB/JB/HW | 41412
KARANPURA | NTPC | IL | 660 | DRV-15 | HPH-6A/6B NORMAL DRAIN TO DEAERATOR | 6 | 273X6.35 | 273X6.35 | 275 | 300 | 31/219 | ASTM A 217 Gr. WC9 | Equal % | SS 17-4PH | SS 17-4PH | SS 17-4PH | IV | FLASHING | N |  | POS(SMART)WITH PT,AFR,ALR,LS,SOV,JB,HW | VSC | 17-4PH SS
BELLARY |  | MIL | 700 | DRV-15/22 | HPH-6A/6B NORMAL DRAIN TO DEAERATOR | 6 | 273X6.35 | 323.9X9.53 | 160 | 300 |  | ASTM A 217 Gr. WC9 | Linear | SS 17-4PH | SS 17-4PH | CA6NM Chrome Plated | IV | FLASHING | N | 38,15 | AS/SVP/LS/AL/SV/JB/HW/VB | 41911
BANHARPALLI | OPGCL | IL | 660 | DRV-15/22 | HPH-6A/6B NORMAL DRAIN TO DEAERATOR | 6 | 273X6.35 | 323.9X9.53 | 175 | 300 |  | ASTM A 217 Gr. WC9 |  | SS 17-4PH | SS 17-4PH | SS 17-4PH |  | FLASHING |  | VA3R | POS.(SMART),AFR,ALR,SOV,JB,HW | VSC | 17-4-PHSS
BARA |  | MIL | 660 | DRV-15/22 | HPH-6A/6B NORMAL DRAIN TO DEAERATOR | 6 | 273X6.35 | 323.9X9.53 | 160 | 300 |  | ASTM A 217 Gr. WC9 | Mod% | SS 17-4PH | SS 17-4PH | CA6NM Nitrided | IV | FLASHING | N | 38,15 | AS/SVP/AL/SV/JB/HW | 41911
BARH |  | MIL | 660 | DRV-15/22 | HPH-6A/6B NORMAL DRAIN TO DEAERATOR | 6 | 273X6.35 | 323.9X9.53 | 160 | 300 |  | ASTM A 217 Gr. WC9 | Linear | SS 17-4PH | SS 17-4PH | CA6NM Nitrided | IV | FLASHING | N | 38,15 | AS/SVP/LS/AL/SV/VB/JB/HW | 41911
LALITPUR |  | MIL | 660 | DRV-15/22 | HPH-6A/6B NORMAL DRAIN TO DEAERATOR | 6 | 273X6.35 | 323.9X9.53 | 160 | 300 |  | ASTM A 217 Gr. WC9 | Linear | SS 17-4PH | SS 17-4PH | CA6NM Nitrided | V | FLASHING | N | 38,18 | AS/SVP/LS/AL/SV/VB/JB/HW | 41411
MOUDA |  | MIL | 660 | DRV-15/22 | HPH-6A/6B NORMAL DRAIN TO DEAERATOR | 6 | 273X6.35 | 323.9X9.53 | 160 | 300 |  | ASTM A 217 Gr. WC9 | Linear | SS 17-4PH | SS 17-4PH | CA6NM Chrome Plated | IV | FLASHING | N | 38 , 15 | AS/SVP/LS/AL/SV/VB/JB/HW | 41911
GADARWADA |  | MIL | 800 | DRV-27/34 | HPH-6A/6B NORMAL DRAIN TO DEAERATOR | 6 | 273X6.35 | 273X6.35 | 160 | 300 |  | ASTM A 217 Gr. WC9 | Linear | SS 17-4PH | SS 17-4PH | CA6NM Chrome Plated | IV | FLASHING | N | 38 , 15 | AS/SVP/LS/SV/JB/HW/VB | 41911
KOTHAGUDEM |  | MIL | 800 | DRV-27/34 | HPH-6A/6B NORMAL DRAIN TO DEAERATOR | 6 | 273X6.35 | 273X6.35 | 160 | 300 |  | ASTM A 217 Gr. WC9 | Linear | SS 17-4PH | SS 17-4PH | CA6NM Chrome Plated | IV | FLASHING | N | 38,15 | AS/SVP/LS/SV/JB/HW/VB | 41611
WANAKBORI |  | MIL | 800 | DRV-27/34 | HPH-6A/6B NORMAL DRAIN TO DEAERATOR | 6 | 273X6.35 | 273X6.35 | 205 | 300 |  | ASTM A 217 Gr. WC9 | Linear | SS 17-4PH | SS 17-4PH | CA6NM Chrome Plated | IV | FLASHING | N | 38,15 | AS/SVP/LS/AL/JB/HW/VB | 41611
YERMARUS |  | MIL | 800 | DRV-27/34 | HPH-6A/6B NORMAL DRAIN TO DEAERATOR | 6 | 273X6.35 | 273X6.35 | 160 | 300 |  | ASTM A 217 Gr. WC9 | Linear | SS 17-4PH | SS 17-4PH | CA6NM Chrome Plated | IV | FLASHING | N | 38 , 15 | AS/SVP/LS/AL/SV/VB/JB/HW | 41911
GADARWADA |  | MIL | 800 | DRV-17/23 | HPH-7A/7B ALT.DRAIN TO HPH DRAIN F/T | 6 | 273X12.7 | 323.9X12.7 | 170 | 600 |  | ASTM A 217 Gr. WC9 | Equal % | SS 440C | SS 440C | SS 440C | V | FLASHING | N | 37 , 18L | AS/SVP/LS/SV/JB/HW/VB | 41421
KOTHAGUDEM |  | MIL | 800 | DRV-17/23 | HPH-7A/7B ALT.DRAIN TO HPH DRAIN F/T | 6 | 273X12.7 | 323.9X12.7 | 120 | 600 |  | ASTM A 217 Gr. WC9 | Linear | SS 440C | SS 440C | SS 440C | V | FLASHING | N | 37,18L | AS/SVP/LS/SV/JB/HW/VB | 41412
WANAKBORI |  | MIL | 800 | DRV-17/23 | HPH-7A/7B ALT.DRAIN TO HPH DRAIN F/T | 6 | 273X12.7 | 323.9X12.7 | 170 | 600 |  | ASTM A 217 Gr. WC9 | Equal % | SS 440C | SS 440C | SS 440C | V | FLASHING | N | 37,18 | AS/SVP/LS/AL/JB/HW/VB | 41412
YERMARUS |  | MIL | 800 | DRV-17/23 | HPH-7A/7B ALT.DRAIN TO HPH DRAIN F/T | 6 | 273X12.7 | 323.9X12.7 | 120 | 600 |  | ASTM A 217 Gr. WC9 | Linear | SS 17-4PH | SS 17-4PH | CA6NM Chrome Plated | V | FLASHING | N | 37,18 | AS/SVP/LS/AL/SV/JB/HW/VB | 41412
KARANPURA | NTPC | IL | 660 | DRV-5 | HPH-7A/7B ALT.DRAIN TO HPH DRAIN F/T | 6 | 273X12.7 | 323.9X12.7 | 275 | 600 | 73.1/285 | ASTM A 217 Gr. WC9 | Equal % | SS 440C | SS 440C | SS 440C | V | FLASHING | N |  | POS(SMART)WITH PT,AFR,ALR,LS,SOV,JB,HW | VSC | SS 440C
SURATGARH |  | IL | 660 | DRV-5 | HPH-7A/7B ALT.DRAIN TO HPH DRAIN F/T | 6 | 323.9X12.7 | 355.6X12.7 | 395 | 600 | 73.1/VACUUM/275 | ASTM A 217 Gr. WC9 | Linear | SS 440C | SS 440C | SS 440C | V | FLASHING | N | 37 , 18L | POS/AS/AL/LS/SOV/JB/HW | VSC(M) | SS 440C
BANHARPALLI | OPGCL | IL | 660 | DRV-5/11 | HPH-7A/7B ALT.DRAIN TO HPH DRAIN F/T | 6 | 273X12.7 | 323.9X12.7 | 175 | 600 |  | ASTM A 217 Gr. WC9 |  | SS 440C | SS 440C | SS 440C |  | FLASHING CAVITATION |  | VA3D | POS.(SMART),AFR,ALR,SOV,JB,HW | VSC | SS 440 C
BARA |  | MIL | 660 | DRV-5/11 | HPH-7A/7B ALT.DRAIN TO HPH DRAIN F/T | 6 | 273X12.7 | 323.9X12.7 | 120 | 600 |  | ASTM A 217 Gr. WC9 | Equal % | SS 17-4PH | SS 17-4PH | CA6NM Nitrided | V | FLASHING CAVITATION | N | 37,18 | AS/SVP/AL/SV/VB/JB/HW | 91212
BARH |  | MIL | 660 | DRV-5/11 | HPH-7A/7B ALT.DRAIN TO HPH DRAIN F/T | 6 | 273X12.7 | 323.9X12.7 | 120 | 600 |  | ASTM A 217 Gr. WC9 | Linear | SS 440C | SS 440C | SS 440C | V | FLASHING CAVITATION | N | 37,18L | AS/SVP/LS/AL/SV/JB/HW/VB/DV | 41412
BELLARY |  | MIL | 700 | DRV-5/11 | HPH-7A/7B ALT.DRAIN TO HPH DRAIN F/T | 6 | 273X12.7 | 323.9X12.7 | 95 | 600 |  | ASTM A 217 Gr. WC9 | Linear | SS 440C | SS 440C | SS 440C | V | FLASHING CAVITATION | N | 67,16 | AS/SVP/LS/AL/SV/JB/HW/VB | 41413
LALITPUR |  | MIL | 660 | DRV-5/11 | HPH-7A/7B ALT.DRAIN TO HPH DRAIN F/T | 6 | 273X12.7 | 323.9X12.7 | 120 | 600 |  | ASTM A 217 Gr. WC9 | Linear | SS 440C | SS 440C | SS 440C | V | FLASHING CAVITATION | N | 37,18 | AS/SVP/LS/AL/SV/VB/JB/HW | 41412
MOUDA |  | MIL | 660 | DRV-5/11 | HPH-7A/7B ALT.DRAIN TO HPH DRAIN F/T | 6 | 273X12.7 | 323.9X12.7 | 105 | 600 |  | ASTM A 217 Gr. WC9 | Linear | SS 440C | SS 440C | SS 440C | V | FLASHING CAVITATION | N | 37 , 24 | AS/SVP/LS/AL/SV/VB/JB/HW | 41412
GADARWADA |  | MIL | 800 | DRV-14/20 | HPH-7A/7B NORMAL DRAIN TO HPH-6A/6B | 6 | 273X12.7 | 323.9X12.7 | 140 | 600 |  | ASTM A 217 Gr. WC9 | Equal % | SS 17-4PH | SS 17-4PH | CA6NM Chrome Plated | IV | FLASHING | N | 38 , 15 | AS/SVP/LS/SV/JB/HW/VB | 41921
KOTHAGUDEM |  | MIL | 800 | DRV-14/20 | HPH-7A/7B NORMAL DRAIN TO HPH-6A/6B | 6 | 273X12.7 | 273X12.7 | 110 | 600 |  | ASTM A 217 Gr. WC9 | Equal % | SS 17-4PH | SS 17-4PH | CA6NM Chrome Plated | IV | FLASHING | N | 38,15 | AS/SVP/LS/SV/JB/HW/VB | 41621
WANAKBORI |  | MIL | 800 | DRV-14/20 | HPH-7A/7B NORMAL DRAIN TO HPH-6A/6B | 6 | 273X12.7 | 273X12.7 | 110 | 600 |  | ASTM A 217 Gr. WC9 | Equal % | SS 17-4PH | SS 17-4PH | CA6NM Chrome Plated | IV | FLASHING | N | 38,15 | AS/SVP/LS/AL/JB/HW/VB | 41621
YERMARUS |  | MIL | 800 | DRV-14/20 | HPH-7A/7B NORMAL DRAIN TO HPH-6A/6B | 6 | 273X12.7 | 273X12.7 | 140 | 600 |  | ASTM A 217 Gr. WC9 | Equal % | SS 17-4PH | SS 17-4PH | CA6NM Chrome Plated | IV | FLASHING | N | 38 , 15 | AS/SVP/LS/AL/SV/JB/HW | 41921
KARANPURA | NTPC | IL | 660 | DRV-2 | HPH-7A/7B NORMAL DRAIN TO HPH-6A/6B | 6 | 273X12.7 | 273X12.7 | 175 | 600 | 73.1/245 | ASTM A 217 Gr. WC9 | Equal % | SS 17-4PH | SS 17-4PH | SS 17-4PH | IV | FLASHING | N |  | POS(SMART)WITH PT,AFR,ALR,LS,JB,HW | VSC | 17-4PH SS
SURATGARH |  | IL | 660 | DRV-2 | HPH-7A/7B NORMAL DRAIN TO HPH-6A/6B | 6 | 323.9X12.7 | 323.9X12.7 | 175 | 600 | 73.1/240 | ASTM A 217 Gr. WC9 | Linear | SS 17-4PH | SS 17-4PH | SS 17-4PH | V | FLASHING | N | 38 , 15 | POS/AS/AL/LS/SOV/JB/HW | VSC(M) | 17-4PH SS
BANHARPALLI | OPGCL | IL | 660 | DRV-2/8 | HPH-7A/7B NORMAL DRAIN TO HPH-6A/6B | 6 | 273X12.7 | 323.9X12.7 | 68 | 600 |  | ASTM A 217 Gr. WC9 |  | SS 17-4PH | SS 17-4PH | SS 17-4PH |  |  |  | VA5R | POS.(SMART),AFR,ALR,SOV,JB,HW | VSC | 17-4-PHSS
BARA |  | MIL | 660 | DRV-2/8 | HPH-7A/7B NORMAL DRAIN TO HPH-6A/6B | 6 | 273X12.7 | 323.9X12.7 | 90 | 600 |  | ASTM A 217 Gr. WC9 | Linear | SS 17-4PH | SS 17-4PH | CA6NM Nitrided | IV | FLASHING | N | 38,15 | AS/SVP/AL/SV/JB/HW | 41921
BARH |  | MIL | 660 | DRV-2/8 | HPH-7A/7B NORMAL DRAIN TO HPH-6A/6B | 6 | 273X12.7 | 323.9X12.7 | 90 | 600 |  | ASTM A 217 Gr. WC9 | Equal % | SS 17-4PH | SS 17-4PH | CA6NM Nitrided | IV | FLASHING | N | 38,15 | AS/SVP/LS/AL/SV/JB/HW/VB | 41921
BELLARY |  | MIL | 700 | DRV-2/8 | HPH-7A/7B NORMAL DRAIN TO HPH-6A/6B | 6 | 273X12.7 | 323.9X12.7 | 60 | 600 |  | ASTM A 217 Gr. WC9 | Equal % | SS 17-4PH | SS 17-4PH | CA6NM Chrome Plated | IV | FLASHING | N | 38,15 | AS/SVP/LS/AL/SV/JB/HW/VB | 41911
LALITPUR |  | MIL | 660 | DRV-2/8 | HPH-7A/7B NORMAL DRAIN TO HPH-6A/6B | 6 | 273X12.7 | 323.9X12.7 | 140 | 600 |  | ASTM A 217 Gr. WC9 | Equal % | SS 17-4PH | SS 17-4PH | CA6NM Nitrided | V | FLASHING | N | 38,18 | AS/SVP/LS/AL/SV/VB/JB/HW | 41421
MOUDA |  | MIL | 660 | DRV-2/8 | HPH-7A/7B NORMAL DRAIN TO HPH-6A/6B | 6 | 273X12.7 | 323.9X12.7 | 140 | 600 |  | ASTM A 217 Gr. WC9 | Equal % | SS 17-4PH | SS 17-4PH | CA6NM Chrome Plated | IV | FLASHING | N | 38 , 15 | AS/SVP/LS/AL/SV/VB/JB/HW | 41921
KARANPURA | NTPC | IL | 660 | DRV-8 | HPH-7A/7B NORMAL DRAIN TO HPH-6A/6B | 6 | 273X12.7 | 273X12.7 | 175 | 600 | 73.1/245 | ASTM A 217 Gr. WC9 | Equal % | SS 17-4PH | SS 17-4PH | SS 17-4PH | IV | FLASHING | N |  | POS(SMART)WITH PT,AFR,ALR,LS,JB,HW | VSC | 17-4PH SS
GADARWADA |  | MIL | 800 | DRV-5/11 | HPH-8A/8B ALT DRAIN TO HP DRAIN F/T | 3 | 168.3X10.97 | 219.1X12.7 | 35 | 600 SPL | 88/VACUUM/300 | ASTM A 217 Gr. WC9 | Linear | SS 440C | SS 440C | SS 440C | V | FLASHING | N | 37 , 18L | AS/SVP/LS/SV/JB/HW/VB | 41413
KOTHAGUDEM |  | MIL | 800 | DRV-5/11 | HPH-8A/8B ALT DRAIN TO HP DRAIN F/T | 3 | 168.3X10.97 | 219.1X12.7 | 35 | 600 SPL | 95/VACUUM/290 | ASTM A 217 Gr. WC9 | Mod% | SS 440C | SS 440C | SS 440C | V | FLASHING | N | 37,18 | AS/SVP/LS/SV/JB/HW/VB | 41433
WANAKBORI |  | MIL | 800 | DRV-5/11 | HPH-8A/8B ALT DRAIN TO HP DRAIN F/T | 3 | 168.3X7.11 | 219.1X6.35 | 35 | 600 SPL | 95/VACUUM/300 | ASTM A 217 Gr. WC9 | Mod% | SS 440C | SS 440C | SS 440C | V | FLASHING | N | 37,18 | AS/SVP/LS/AL/JB/HW/VB | 41433
YERMARUS |  | MIL | 800 | DRV-5/11 | HPH-8A/8B ALT DRAIN TO HP DRAIN F/T | 3 | 168.3X10.97 | 219.1X12.7 | 35 | 600 SPL | 88/VACUUM/300 | ASTM A 217 Gr. WC9 | Mod% | SS 17-4PH | SS 17-4PH | CA6NM Chrome Plated | V | FLASHING | N | 37 , 18 | AS/SVP/LS/AL/SV/VB/JB/HW | 41433
BANHARPALLI | OPGCL | IL | 660 | DRV-56/62 | HPH-8A/8B ALT DRAIN TO HP DRAIN F/T | 3 | 168.3X14.27 | 219.1X12.7 | 83 | 600 SPL | 88/VACUUM/300 | ASTM A 217 Gr. WC9 |  | SS 440C | SS 440C | SS 440C |  | FLASHING CAVITATION |  | VA3D | POS.(SMART),AFR,ALR,SOV,JB,HW | VSC | SS 440 C
BARA |  | MIL | 660 | DRV-56/62 | HPH-8A/8B ALT DRAIN TO HP DRAIN F/T | 3 | 168.3X14.27 | 219.1X12.7 | 35 | 600 SPL | 88/VACUUM/300 | ASTM A 217 Gr. WC9 | Linear | SS 17-4PH | SS 17-4PH | CA6NM Nitrided | V | CAVITATION FLASHING | N | 37,18L | AS/SVP/AL/SV/VB/JB/HW | 41413
BARH |  | MIL | 660 | DRV-56/62 | HPH-8A/8B ALT DRAIN TO HP DRAIN F/T | 3 | 168.3X14.27 | 219.1X12.7 | 35 | 600 SPL | 88/VACUUM/300 | ASTM A 217 Gr. WC9 | Linear | SS 440C | SS 440C | SS 440C | V | FLASHING CAVITATION | N | 37,18 | AS/SVP/LS/AL/SV/VB/JB/HW | 41413
BELLARY |  | MIL | 700 | DRV-56/62 | HPH-8A/8B ALT DRAIN TO HP DRAIN F/T | 3 | 168.3X14.27 | 219.1X12.7 | 35 | 600 SPL | 88/VACUUM/305 | ASTM A 217 Gr. WC9 | Linear | SS 440C | SS 440C | SS 440C | V | FLASHING CAVITATION | N | 37,18L | AS/SVP/LS/AL/SV/JB/HW/VB | 41433
KARANPURA | NTPC | IL | 660 | DRV-56/62 | HPH-8A/8B ALT DRAIN TO HP DRAIN F/T | 4 | 168.3X14.27 | 219.1X12.7 | 56 | 600 SPL | 94/VACUUM/310 | ASTM A 217 Gr. WC9 | Equal % | SS 440C | SS 440C | SS 440C | V | FLASHING | N |  | POS(SMART)WITH PT,AFR,ALR,LS,SOV,JB,HW | VSC(HT) | SS 440C
LALITPUR |  | MIL | 660 | DRV-56/62 | HPH-8A/8B ALT DRAIN TO HP DRAIN F/T | 3 | 168.3X14.27 | 219.1X12.7 | 35 | 600 SPL | 88/VACUUM/300 | ASTM A 217 Gr. WC9 | Linear | SS 440C | SS 440C | SS 440C | V | FLASHING CAVITATION | N | 37,18 | AS/SVP/LS/AL/SV/VB/JB/HW | 41413
MOUDA |  | MIL | 660 | DRV-56/62 | HPH-8A/8B ALT DRAIN TO HP DRAIN F/T | 3 | 168.3X14.27 | 219.1X12.7 | 30 | 600 SPL | 88/VACUUM/300 | ASTM A 217 Gr. WC9 | Linear | SS 440C | SS 440C | SS 440C | V | FLASHING CAVITATION | N | 37,18L | AS/SVP/LS/AL/SV/VB/JB/HW | 41413
SURATGARH |  | IL | 660 | DRV-59 | HPH-8A/8B ALT DRAIN TO HP DRAIN F/T | 4 | 219.1X10.31 | 273X12.7 | 99 | 600 SPL | 88/VACUUM/300 | ASTM A 217 Gr. WC9 | Linear | SS 440C | SS 440C | SS 440C | V | FLASHING | N | 38 , 15 | POS/AS/AL/LS/SOV/JB/HW | VSC | SS 440C
GADARWADA |  | MIL | 800 | DRV-2/8 | HPH-8A/8B NORMAL DRAIN TO HPH-7A/7B | 3 | 168.3X10.97 | 168.3X10.97 | 30 | 600 SPL | 88/290 | ASTM A 217 Gr. WC9 | Linear | SS 17-4PH | SS 17-4PH | CA6NM Chrome Plated | IV | FLASHING | N | 38 , 15 | AS/SVP/LS/SV/JB/HW/VB | 41611
KOTHAGUDEM |  | MIL | 800 | DRV-2/8 | HPH-8A/8B NORMAL DRAIN TO HPH-7A/7B | 3 | 168.3X10.97 | 168.3X10.97 | 25 | 600 SPL | 95/290 | ASTM A 217 Gr. WC9 | Linear | SS 17-4PH | SS 17-4PH | CA6NM Chrome Plated | IV | FLASHING | N | 38,18 | AS/SVP/LS/SV/JB/HW/VB | 41111
WANAKBORI |  | MIL | 800 | DRV-2/8 | HPH-8A/8B NORMAL DRAIN TO HPH-7A/7B | 3 | 168.3X7.11 | 219.1X6.35 | 25 | 600 SPL | 95/290 | ASTM A 217 Gr. WC9 | Linear | SS 17-4PH | SS 17-4PH | CA6NM | IV | FLASHING | N | 38,18 | AS/SVP/LS/AL/JB/HW/VB | 41111
YERMARUS |  | MIL | 800 | DRV-2/8 | HPH-8A/8B NORMAL DRAIN TO HPH-7A/7B | 3 | 168.3X10.97 | 168.3X10.97 | 30 | 600 SPL | 88/290 | ASTM A 217 Gr. WC9 | Linear | SS 17-4PH | SS 17-4PH | CA6NM Chrome Plated | IV | FLASHING | N | 38 , 15 | AS/SVP/LS/AL/SV/JB/HW | 41611
BANHARPALLI | OPGCL | IL | 660 | DRV-53/59 | HPH-8A/8B NORMAL DRAIN TO HPH-7A/7B | 3 | 168.3X14.27 | 219.1X12.7 | 44 | 600 SPL | 88/285 | ASTM A 217 Gr. WC9 |  | SS 17-4PH | SS 17-4PH | SS 17-4PH |  | FLASHING |  | VA3R | POS.(SMART),AFR,ALR,SOV,JB,HW | VSC | 17-4-PHSS
BARA |  | MIL | 660 | DRV-53/59 | HPH-8A/8B NORMAL DRAIN TO HPH-7A/7B | 3 | 168.3X14.27 | 219.1X12.7 | 30 | 600 SPL | 88/285 | ASTM A 217 Gr. WC9 | Linear | SS 17-4PH | SS 17-4PH | CA6NM Nitrided | IV | FLASHING | N | 38,15 | AS/SVP/AL/SV/JB/HW | 41611
BARH |  | MIL | 660 | DRV-53/59 | HPH-8A/8B NORMAL DRAIN TO HPH-7A/7B | 3 | 168.3X14.27 | 219.1X12.7 | 30 | 600 SPL | 88/285 | ASTM A 217 Gr. WC9 | Linear | SS 17-4PH | SS 17-4PH | CA6NM Nitrided | IV | FLASHING | N | 38,15 | AS/SVP/LS/AL/SV/VB/JB/HW | 41611
BELLARY |  | MIL | 700 | DRV-53/59 | HPH-8A/8B NORMAL DRAIN TO HPH-7A/7B | 3 | 168.3X14.27 | 219.1X12.7 | 35 | 600 SPL | 88/290 | ASTM A 217 Gr. WC9 | Linear | SS 17-4PH | SS 17-4PH | CA6NM Chrome Plated | IV | FLASHING | N | 38,15 | AS/SVP/LS/AL/SV/JB/HW/VB | 41621
KARANPURA | NTPC | IL | 660 | DRV-53/59 | HPH-8A/8B NORMAL DRAIN TO HPH-7A/7B | 4 | 168.3X14.27 | 168.3X14.27 | 56 | 600 SPL | 94/290 | ASTM A 217 Gr. WC9 | Equal % | SS 17-4PH | SS 17-4PH | SS 17-4PH | IV | FLASHING | N |  | POS(SMART)WITH PT,AFR,ALR,LS,SOV,JB,HW | VSC | 17-4PH SS
LALITPUR |  | MIL | 660 | DRV-53/59 | HPH-8A/8B NORMAL DRAIN TO HPH-7A/7B | 3 | 168.3X14.27 | 219.1X12.7 | 30 | 600 SPL | 88/285 | ASTM A 217 Gr. WC9 | Linear | SS 17-4PH | SS 17-4PH | CA6NM Nitrided | V | FLASHING | N | 38,18 | AS/SVP/LS/AL/SV/VB/JB/HW | 41411
MOUDA |  | MIL | 660 | DRV-53/59 | HPH-8A/8B NORMAL DRAIN TO HPH-7A/7B | 3 | 168.3X14.27 | 219.1X12.7 | 30 | 600 SPL | 88/285 | ASTM A 217 Gr. WC9 | Linear | SS 17-4PH | SS 17-4PH | CA6NM Chrome Plated | IV | FLASHING | N | 38,15 | AS/SVP/LS/AL/SV/VB/JB/HW | 41611
SURATGARH |  | IL | 660 | DRV-53/59 | HPH-8A/8B NORMAL DRAIN TO HPH-7A/7B | 4 | 219.1X10.31 | 219.1X10.31 | 68 | 600 SPL | 88/285 | ASTM A 217 Gr. WC9 | Linear | SS 17-4PH | SS 17-4PH | SS 17-4PH | V | FLASHING | N | 37 , 18L | POS/AS/AL/LS/SOV/JB/HW | VSC | 17-4PH SS
BANHARPALLI | OPGCL | IL | 660 | DRV-37 | LPH-2 ALT. DRAIN TO LP DRAIN F/T | 12 | 323.9X9.53 | 355.6X9.53 | 1440 | 300 |  | ASTM A 217 Gr. WC9 |  | SS 440C | SS 440C | SS 440C |  | FLASHING CAVITATION |  | SPA2XMF | POS.(SMART),AFR,ALR,SOV,JB,HW | VSC(M) | SS 440 C
BARA |  | MIL | 660 | DRV-37 | LPH-2 ALT. DRAIN TO LP DRAIN F/T | 10 | 323.9X9.53 | 355.6X9.53 | 750 | 300 |  | ASTM A 217 Gr. WC9 | Linear | SS 17-4PH | SS 17-4PH | CA6NM Nitrided | V | FLASHING CAVITATION | N | 37,18L | AS/SVP/AL/SV/VB/JB/HW | 41412
BARH |  | MIL | 660 | DRV-37 | LPH-2 ALT. DRAIN TO LP DRAIN F/T | 10 | 323.9X9.53 | 355.6X9.53 | 1000 | 300 |  | ASTM A 217 Gr. WC9 | Mod% | SS 440C | SS 440C | SS 440C | V | FLASHING CAVITATION | N | 37,18L | AS/SVP/LS/AL/SV/VB/DV/JB/HW | 41412
BELLARY |  | MIL | 700 | DRV-37 | LPH-2 ALT. DRAIN TO LP DRAIN F/T | 8 | 323.9X9.53 | 355.6X9.53 | 550 | 300 |  | ASTM A 217 Gr. WC9 | Linear | SS 440C | SS 440C | SS 440C | V | FLASHING CAVITATION | N | 37,18L | AS/SVP/LS/AL/SV/JB/HW/VB | 41412
KARANPURA | NTPC | IL | 660 | DRV-37 | LPH-2 ALT. DRAIN TO LP DRAIN F/T | 8 | 323.9X9.53 | 355.6X9.53 | 640 | 300 | 7/VACUUM/115 | ASTM A 217 Gr. WC9 | Linear | SS 440C | SS 440C | SS 440C | V | FLASHING | N |  | POS(SMART)WITH PT,AFR,ALR,LS,SOV,JB,HW | VSC | SS 440C
LALITPUR |  | MIL | 660 | DRV-37 | LPH-2 ALT. DRAIN TO LP DRAIN F/T | 12 | 323.9X9.53 | 355.6X9.53 | 580 | 300 |  | ASTM A 217 Gr. WC9 | ON-OFF | SS 440C | SS 440C | SS 440C | V | FLASHING CAVITATION | N | 37,18 | AS/SVP/LS/AL/SV/VB/JB/HW | 41412
MOUDA |  | MIL | 660 | DRV-37 | LPH-2 ALT. DRAIN TO LP DRAIN F/T | 10 | 323.9X6.35 | 355.6X9.53 | 900 | 300 |  | ASTM A 217 Gr. WC9 | Linear | SS 440C | SS 440C | SS 440C | V | FLASHING CAVITATION | N | 37,18L | AS/SVP/LS/AL/SV/VB/JB/HW | 41412
SURATGARH |  | IL | 660 | DRV-37 | LPH-2 ALT. DRAIN TO LP DRAIN F/T | 8 | 323.9X9.53 | 355.6X9.53 | 640 | 300 | 7/VACUUM/105 | ASTM A 217 Gr. WC9 | Linear | SS 440C | SS 440C | SS 440C | V | FLASHING CAVITATION | N | 38 , 15 | POS/AS/AL/LS/SOV/JB/HW | VSC | SS 440C
BANHARPALLI | OPGCL | IL | 660 | DRV-34 | LPH-2 NORMAL DRAIN TO LPH-1 | 8 | 323.9X9.53 | 323.9X9.53 | 640 | 300 |  | ASTM A 217 Gr. WC9 |  | SS 17-4PH | SS 17-4PH | SS 17-4PH |  | FLASHING |  | VA4R | POS.(SMART),AFR,ALR,SOV,JB,HW | VSC | 17-4-PHSS
BARA |  | MIL | 660 | DRV-34 | LPH-2 NORMAL DRAIN TO LPH-1 | 10 | 323.9X9.53 | 355.6X9.53 | 1000 | 300 |  | ASTM A 217 Gr. WC9 | Linear | SS 17-4PH | SS 17-4PH | CA6NM Nitrided | IV | FLASHING | N | 38,18 | AS/SVP/AL/SV/VB/JB/HW | 41611
BARH |  | MIL | 660 | DRV-34 | LPH-2 NORMAL DRAIN TO LPH-1 | 10 | 323.9X9.53 | 355.6X9.53 | 1000 | 300 |  | ASTM A 217 Gr. WC9 | Linear | SS 17-4PH | SS 17-4PH | CA6NM Nitrided | IV | FLASHING | N | 38,18 | AS/SVP/LS/AL/SV/VB/JB/HW | 41611
BELLARY |  | MIL | 700 | DRV-34 | LPH-2 NORMAL DRAIN TO LPH-1 | 8 | 323.9X9.53 | 355.6X9.53 | 640 | 300 |  | ASTM A 217 Gr. WC9 | Linear | SS 17-4PH | SS 17-4PH | CA6NM | IV | FLASHING | N | 38,18 | AS/SVP/LS/AL/SV/JB/HW/VB | 41731
KARANPURA | NTPC | IL | 660 | DRV-34 | LPH-2 NORMAL DRAIN TO LPH-1 | 8 | 323.9X9.53 | 355.6X9.53 | 640 | 300 | 7/VACUUM/95 | ASTM A 217 Gr. WC9 | Equal % | SS 17-4PH | SS 17-4PH | SS 17-4PH | IV | FLASHING | N |  | POS(SMART)WITH PT,AFR,ALR,LS,SOV,JB,HW | VSC | 17-4PH SS
LALITPUR |  | MIL | 660 | DRV-34 | LPH-2 NORMAL DRAIN TO LPH-1 | 8 | 323.9X9.53 | 355.6X9.53 | 500 | 300 |  | ASTM A 217 Gr. WC9 | Linear | SS 17-4PH | SS 17-4PH | CA6NM Nitrided | V | FLASHING | N | 38,18 | AS/SVP/LS/AL/SV/VB/JB/HW | 41411
MOUDA |  | MIL | 660 | DRV-34 | LPH-2 NORMAL DRAIN TO LPH-1 | 10 | 323.9X6.35 | 355.6X9.53 | 1000 | 300 |  | ASTM A 217 Gr. WC9 | Linear | SS 17-4PH | SS 17-4PH | CA6NM Chrome Plated | IV | FLASHING | N | 38,18 | AS/SVP/LS/AL/SV/VB/JB/HW | 41611
SURATGARH |  | IL | 660 | DRV-34 | LPH-2 NORMAL DRAIN TO LPH-1 | 10 | 323.9X9.53 | 355.6X9.53 | 600 | 300 | 7/VACUUM/85 | ASTM A 217 Gr. WC9 | Mod Linear | SS 17-4PH | SS 17-4PH | SS 17-4PH | V | FLASHING | N | 38 , 15 | POS/AS/AL/LS/SOV/JB/HW | VSN | 17-4PH SS
GADARWADA |  | MIL | 800 | DRV-81 | LPH-2A&2B ALT. DRAIN TO F/T-B | 4 | 219.1X6.35 | 219.1X6.35 | 195 | 300 |  | ASTM A 217 Gr. WC9 | Equal % | SS 17-4PH | SS 17-4PH | CA6NM | V | FLASHING | N | 37 , 15 | AS/SVP/LS/SV/JB/HW/VB | 41721
KOTHAGUDEM |  | MIL | 800 | DRV-81 | LPH-2A&2B ALT. DRAIN TO F/T-B | 8 | 219X6.35 | 219X6.35 | 575 | 300 |  | ASTM A 217 Gr. WC9 | Equal % | SS 440C | SS 440C | CA6NM Chrome Plated | V | FLASHING | N | 37,18L | AS/SVP/LS/SV/JB/HW/VB | 41421
WANAKBORI |  | MIL | 800 | DRV-81 | LPH-2A&2B ALT. DRAIN TO F/T-B | 8 | 168.3X10.97 | 168.3X10.97 | 400 | 300 |  | ASTM A 217 Gr. WC9 | Equal % | SS 17-4PH | SS 17-4PH | CA6NM Chrome Plated | IV | FLASHING | N | 37,18 | AS/SVP/LS/AL/JB/HW/VB | 41421
YERMARUS |  | MIL | 800 | DRV-81 | LPH-2A&2B ALT. DRAIN TO F/T-B | 6 | 219.1X6.35 | 219.1X6.35 | 400 | 300 |  | ASTM A 217 Gr. WC9 | Linear | SS 17-4PH | SS 17-4PH | CA6NM | V | FLASHING | N | 37,18 | AS/SVP/LS/AL/SV/VB/JB/HW | 41711
KOTHAGUDEM |  | MIL | 800 | DRV-78 | LPH-2A&2B NORMAL DRAIN TO DC-1 | 8 | 219X6.35 | 219X6.35 | 575 | 300 |  | ASTM A 217 Gr. WC9 | Equal % | SS 440C | SS 440C | CA6NM Chrome Plated | V | FLASHING | N | 38,18 | AS/SVP/LS/SV/JB/HW/VB | 41421
WANAKBORI |  | MIL | 800 | DRV-78 | LPH-2A&2B NORMAL DRAIN TO DC-1 | 8 | 219.1X6.35 | 323.9X9.53 | 400 | 300 |  | ASTM A 217 Gr. WC9 | Equal % | SS 440C | SS 440C | SS 440C | V | FLASHING | N | 38,18 | AS/SVP/LS/AL/JB/HW/VB | 41421
YERMARUS |  | MIL | 800 | DRV-78 | LPH-2A&2B NORMAL DRAIN TO DC-1 | 8 | 219.1X6.35 | 219.1X6.35 | 415 | 300 |  | ASTM A 217 Gr. WC9 | Linear | SS 17-4PH | SS 17-4PH | CA6NM | IV | FLASHING | N | 38,18 | AS/SVP/LS/AL/SV/VB/JB/HW | 41711
BANHARPALLI | OPGCL | IL | 660 | DRV-31 | LPH-3 ALT. DRAIN TO F/T | 8 | 273X6.35 | 323.9X9.53 | 640 | 300 |  | ASTM A 217 Gr. WC9 |  | SS 440C | SS 440C | SS 440C |  | FLASHING CAVITATION |  | VA4D | POS.(SMART),AFR,ALR,SOV,JB,HW | VSC | SS 440 C
BARA |  | MIL | 660 | DRV-31 | LPH-3 ALT. DRAIN TO F/T | 8 | 273X6.35 | 323X9.53 | 500 | 300 |  | ASTM A 217 Gr. WC9 | Linear | SS 17-4PH | SS 17-4PH | CA6NM Nitrided | V | FLASHING CAVITATION | N | 37,18L | AS/SVP/AL/SV/VB/JB/HW | 41412
BARH |  | MIL | 660 | DRV-31 | LPH-3 ALT. DRAIN TO F/T | 8 | 273X6.35 | 323X9.53 | 500 | 300 |  | ASTM A 217 Gr. WC9 | Linear | SS 440C | SS 440C | SS 440C | V | FLASHING CAVITATION | N | 37,18L | AS/SVP/LS/AL/SV/JB/HW/VB/DV | 41412
BELLARY |  | MIL | 700 | DRV-31 | LPH-3 ALT. DRAIN TO F/T | 8 | 273X6.35 | 323.9X9.53 | 400 | 300 |  | ASTM A 217 Gr. WC9 | Linear | SS 440C | SS 440C | SS 440C | V | FLASHING CAVITATION | N | 37,18L | AS/SVP/LS/AL/SV/JB/HW/VB | 41432
KARANPURA | NTPC | IL | 660 | DRV-31 | LPH-3 ALT. DRAIN TO F/T | 6 | 273X6.35 | 323.9X9.53 | 395 | 300 | 7/VACUUM/145 | ASTM A 217 Gr. WC9 | Linear | SS 440C | SS 440C | SS 440C | V | FLASHING | N |  | POS(SMART)WITH PT,AFR,ALR,LS,SOV,JB,HW | VSC | SS 440C
LALITPUR |  | MIL | 660 | DRV-31 | LPH-3 ALT. DRAIN TO F/T | 10 | 273X6.35 | 323.9X9.53 | 1000 | 300 |  | ASTM A 217 Gr. WC9 | Linear | SS 440C | SS 440C | SS 440C | V | FLASHING CAVITATION | N | 37,18 | AS/SVP/LS/AL/SV/VB/JB/HW | 41412
MOUDA |  | MIL | 660 | DRV-31 | LPH-3 ALT. DRAIN TO F/T | 8 | 273X6.35 | 323.9X9.53 | 500 | 300 |  | ASTM A 217 Gr. WC9 | Linear | SS 440C | SS 440C | SS 440C | V | FLASHING CAVITATION | Y | 37,18L | AS/SVP/LS/AL/SV/VB/JB/HW | 41412
SURATGARH |  | IL | 660 | DRV-31 | LPH-3 ALT. DRAIN TO F/T | 6 | 273X6.35 | 323.9X9.53 | 395 | 300 | 7/VACUUM/130 | ASTM A 217 Gr. WC9 | Linear | SS 440C | SS 440C | SS 440C | V | FLASHING | N | 37 , 18 | POS/AS/AL/LS/SOV/JB/HW | VSC(M) | SS 440C
GADARWADA |  | MIL | 800 | DRV-58 | LPH-3 ALT. DRAIN TO F/T | 8 | 273X6.35 | 323.9X9.53 | 575 | 300 |  | ASTM A 217 Gr. WC9 | Equal % | SS 440C | SS 440C | SS 440C | V | FLASHING | N | 37 , 18L | AS/SVP/LS/SV/JB/HW/VB | 41421
KOTHAGUDEM |  | MIL | 800 | DRV-58 | LPH-3 ALT. DRAIN TO F/T | 8 | 273X6.35 | 323.9X9.53 | 575 | 300 |  | ASTM A 217 Gr. WC9 | Equal % | SS 17-4PH | SS 17-4PH | CA6NM Chrome Plated | V | FLASHING | N | 37,18L | AS/SVP/LS/SV/JB/HW/VB | 41421
WANAKBORI |  | MIL | 800 | DRV-58 | LPH-3 ALT. DRAIN TO F/T | 10 | 273X6.35 | 323.9X9.53 | 900 | 300 |  | ASTM A 217 Gr. WC9 | Equal % | SS 440C | SS 440C | SS 440C | V | FLASHING | N | 37,18 | AS/SVP/LS/AL/JB/HW/VB | 41421
YERMARUS |  | MIL | 800 | DRV-58 | LPH-3 ALT. DRAIN TO F/T | 8 | 273X6.35 | 323.9X9.53 | 900 | 300 |  | ASTM A 217 Gr. WC9 | Equal % | SS 17-4PH | SS 17-4PH | CA6NM Chrome Plated | V | FLASHING | N | 37 , 18 | AS/SVP/LS/AL/SV/VP/JB/HW | 41421
BANHARPALLI | OPGCL | IL | 660 | DRV-28 | LPH-3 NORMAL DRAIN TO LPH-2 | 6 | 273X6.35 | 323.9X9.53 | 315 | 300 |  | ASTM A 217 Gr. WC9 |  | SS 17-4PH | SS 17-4PH | SS 17-4PH |  | FLASHING |  | VA3R | POS.(SMART),AFR,ALR,SOV,JB,HW | VSC | 17-4-PHSS
BARA |  | MIL | 660 | DRV-28 | LPH-3 NORMAL DRAIN TO LPH-2 | 8 | 273X6.35 | 323.9X9.53 | 640 | 300 |  | ASTM A 217 Gr. WC9 | Linear | SS 17-4PH | SS 17-4PH | CA6NM Nitrided | IV | FLASHING | N | 38,18 | AS/SVP/AL/SV/VB/JB/HW | 41611
BARH |  | MIL | 660 | DRV-28 | LPH-3 NORMAL DRAIN TO LPH-2 | 6 | 273X6.35 | 323.9X9.53 | 400 | 300 |  | ASTM A 217 Gr. WC9 | Linear | SS 17-4PH | SS 17-4PH | CA6NM | IV | FLASHING | N | 38,18 | AS/SVP/LS/AL/SV/VB/JB/HW | 41711
BELLARY |  | MIL | 700 | DRV-28 | LPH-3 NORMAL DRAIN TO LPH-2 | 6 | 273X6.35 | 323.9X9.53 | 400 | 300 |  | ASTM A 217 Gr. WC9 | Linear | SS 17-4PH | SS 17-4PH | CA6NM | IV | FLASHING | N | 38,18 | AS/SVP/LS/AL/SV/JB/HW/VB | 41731
KARANPURA | NTPC | IL | 660 | DRV-28 | LPH-3 NORMAL DRAIN TO LPH-2 | 6 | 273X6.35 | 323.9X9.53 | 275 | 300 | 7/VACUUM/130 | ASTM A 217 Gr. WC9 | Linear | SS 17-4PH | SS 17-4PH | SS 17-4PH | IV | FLASHING | N |  | POS(SMART)WITH PT,AFR,ALR,LS,SOV,JB,HW | VSC | 17-4PH SS
LALITPUR |  | MIL | 660 | DRV-28 | LPH-3 NORMAL DRAIN TO LPH-2 | 6 | 273X6.35 | 323.9X9.53 | 400 | 300 |  | ASTM A 217 Gr. WC9 | Linear | SS 17-4PH | SS 17-4PH | CA6NM | V | FLASHING | N | 38,18 | AS/SVP/LS/AL/SV/VB/JB/HW | 41711
MOUDA |  | MIL | 660 | DRV-28 | LPH-3 NORMAL DRAIN TO LPH-2 | 8 | 273X6.35 | 323.9X9.53 | 415 | 300 |  | ASTM A 217 Gr. WC9 | Linear | SS 17-4PH | SS 17-4PH | CA6NM | IV | FLASHING | N | 38,18 | AS/SVP/LS/AL/SV/VB/JB/HW | 41711
SURATGARH |  | IL | 660 | DRV-28 | LPH-3 NORMAL DRAIN TO LPH-2 | 6 | 273X6.35 | 323.9X9.53 | 395 | 300 | 7/VACUUM/110 | ASTM A 217 Gr. WC9 | Linear | SS 17-4PH | SS 17-4PH | SS 17-4PH | V | FLASHING | N | 37 , 18L | POS/AS/AL/LS/SOV/JB/HW | VSC(M) | 17-4PH SS
KOTHAGUDEM |  | MIL | 800 | DRV-43 | LPH-4 ALT. DRAIN TO F/T | 4 | 168.3X7.11 | 219.1X6.35 | 195 | 300 |  | ASTM A 217 Gr. WC9 | Linear | SS 440C | SS 440C | CA6NM | V | FLASHING | N | 37,15 | AS/SVP/LS/SV/JB/HW/VB | 41711
WANAKBORI |  | MIL | 800 | DRV-43 | LPH-4 ALT. DRAIN TO F/T | 6 | 168.3X3.4 | 168.3X3.4 | 208 | 300 |  | ASTM A 217 Gr. WC9 | Linear | SS 17-4PH | SS 17-4PH | CF8M Chrome Plated | V |  | N | 37,15 | AS/SVP/LS/AL/JB/HW/VB | 41711
GADARWADA |  | MIL | 800 | DRV-43 | LPH-4 ALT. DRAIN TO F/T | 6 | 219.1X6.35 | 273X6.35 | 275 | 300 |  | ASTM A 217 Gr. WC9 | Linear | SS 440C | SS 440C | SS 440C | V | FLASHING | N | 37 , 18 | AS/SVP/LS/SV/JB/HW/VB | 41711
YERMARUS |  | MIL | 800 | DRV-43 | LPH-4 ALT. DRAIN TO F/T | 6 | 219.1X6.35 | 273X6.35 | 400 | 300 |  | ASTM A 217 Gr. WC9 | Linear | SS 17-4PH | SS 17-4PH | CA6NM | V | FLASHING | N | 37,18 | AS/SVP/LS/AL/SV/JB/HW/VB | 41711
BANHARPALLI | OPGCL | IL | 660 | DRV-68 | LPH-4 ALT. DRAIN TO F/T | 6 | 168.3X7.11 | 219.1X8.18 | 395 | 300 |  | ASTM A 217 Gr. WC9 |  | SS 440C | SS 440C | SS 440C |  | FLASHING CAVITATION |  | VA3D | POS.(SMART),AFR,ALR,SOV,JB,HW | VSC | SS 440 C
BARA |  | MIL | 660 | DRV-68 | LPH-4 ALT. DRAIN TO F/T | 6 | 168.3X7.11 | 219.1X8.18 | 300 | 300 |  | ASTM A 217 Gr. WC9 | Linear | SS 17-4PH | CA6NM Nitrided | CA6NM Nitrided | IV | FLASHING CAVITATION | N | 37,18 | AS/SVP/AL/SV/JB/HW | 41412
BARH |  | MIL | 660 | DRV-68 | LPH-4 ALT. DRAIN TO F/T | 6 | 168.3X7.11 | 219.1X8.18 | 300 | 300 |  | ASTM A 217 Gr. WC9 | Linear | SS 440C | SS 440C | SS 440C | V | FLASHING CAVITATION | N | 37,18 | AS/SVP/LS/AL/SV/VB/JB/HW | 41412
BELLARY |  | MIL | 700 | DRV-68 | LPH-4 ALT. DRAIN TO F/T | 6 | 168.3X7.11 | 219.1X8.18 | 210 | 300 |  | ASTM A 217 Gr. WC9 | Linear | SS 440C | SS 440C | SS 440C | V | FLASHING CAVITATION | N | 37,18 | AS/SVP/LS/AL/SV/JB/HW/VB | 41432
KARANPURA | NTPC | IL | 660 | DRV-68 | LPH-4 ALT. DRAIN TO F/T | 4 | 168.3X7.11 | 219.1X8.18 | 175 | 300 | 7/VACUUM/180 | ASTM A 217 Gr. WC9 | Linear | SS 440C | SS 440C | SS 440C | V | FLASHING | N |  | POS(SMART)WITH PT,AFR,ALR,LS,SOV,JB,HW | VSC | SS 440C
LALITPUR |  | MIL | 660 | DRV-68 | LPH-4 ALT. DRAIN TO F/T | 6 | 168.3X7.11 | 219.1X8.18 | 210 | 300 |  | ASTM A 217 Gr. WC9 | Linear | SS 440C | SS 440C | SS 440C | V | FLASHING CAVITATION | N | 37,18 | AS/SVP/LS/AL/SV/VB/JB/HW | 41412
MOUDA |  | MIL | 660 | DRV-68 | LPH-4 ALT. DRAIN TO F/T | 6 | 168.3X7.11 | 219.1X8.18 | 255 | 300 |  | ASTM A 217 Gr. WC9 | Linear | SS 440C | SS 440C | SS 440C | V | FLASHING CAVITATION | N | 37,18 | AS/SVP/LS/AL/SV/VB/JB/HW | 41412
SURATGARH |  | IL | 660 | DRV-68 | LPH-4 ALT. DRAIN TO F/T | 6 | 168.3X7.11 | 219.1X8.18 | 275 | 300 | 7/VACUUM/165 | ASTM A 217 Gr. WC9 | Linear | SS 440C | SS 440C | SS 440C | V | FLASHING | N | 37 , 15 | POS/AS/AL/LS/SOV/JB/HW | VSC | SS 440C
GADARWADA |  | MIL | 800 | DRV-40 | LPH-4 NORMAL DRAIN TO LPH-3 | 4 | 219.1X6.35 | 273X6.35 | 140 | 300 |  | ASTM A 217 Gr. WC9 | Equal % | SS 17-4PH | SS 17-4PH | CA6NM Chrome Plated | IV | FLASHING | N | 38 , 15 | AS/SVP/LS/SV/JB/HW/VB | 41621
KOTHAGUDEM |  | MIL | 800 | DRV-40 | LPH-4 NORMAL DRAIN TO LPH-3 | 3 | 168.3X7.11 | 219.1X6.35 | 110 | 300 |  | ASTM A 217 Gr. WC9 | Equal % | SS 440C | SS 440C | CA6NM | IV | FLASHING | N | 38,13 | AS/SVP/LS/SV/JB/HW/VB | 41721
WANAKBORI |  | MIL | 800 | DRV-40 | LPH-4 NORMAL DRAIN TO LPH-3 | 3 | 114.3X3.05 | 114.3X3.05 | 110 | 300 |  | ASTM A 217 Gr. WC9 | Equal % | SS 17-4PH | SS 17-4PH | SS 17-4PH | V |  | N | 38,13 | AS/SVP/LS/AL/JB/HW/VB | 41721
YERMARUS |  | MIL | 800 | DRV-40 | LPH-4 NORMAL DRAIN TO LPH-3 | 3 | 168.3X7.11 | 219.1X6.35 | 110 | 300 |  | ASTM A 217 Gr. WC9 | Linear | SS 17-4PH | SS 17-4PH | CA6NM | IV | FLASHING | N | 38,13 | AS/SVP/LS/SV/JB/HW/AL | 41711
BANHARPALLI | OPGCL | IL | 660 | DRV-65 | LPH-4 NORMAL DRAIN TO LPH-3 | 3 | 168.3X7.11 | 219.1X8.18 | 99 | 300 |  | ASTM A 217 Gr. WC9 |  | SS 17-4PH | SS 17-4PH | SS 17-4PH |  | FLASHING |  | VA2R | POS.(SMART),AFR,ALR,SOV,JB,HW | VSC | 17-4-PHSS
BARA |  | MIL | 660 | DRV-65 | LPH-4 NORMAL DRAIN TO LPH-3 | 3 | 168.3X7.11 | 219.1X8.18 | 110 | 300 |  | ASTM A 217 Gr. WC9 | Linear | SS 17-4PH | SS 17-4PH | CA6NM | IV | FLASHING | N | 38,13 | AS/SVP/AL/SV/JB/HW | 41711
BARH |  | MIL | 660 | DRV-65 | LPH-4 NORMAL DRAIN TO LPH-3 | 3 | 168.3X7.11 | 219.1X8.18 | 110 | 300 |  | ASTM A 217 Gr. WC9 | Linear | SS 17-4PH | SS 17-4PH | CA6NM | IV | FLASHING | N | 38,13 | AS/SVP/LS/AL/SV/JB/HW | 41711
BELLARY |  | MIL | 700 | DRV-65 | LPH-4 NORMAL DRAIN TO LPH-3 | 4 | 168.3X7.11 | 219.1X8.18 | 110 | 300 |  | ASTM A 217 Gr. WC9 | Linear | SS 17-4PH | SS 17-4PH | CA6NM | IV | FLASHING | N | 38,13 | AS/SVP/LS/AL/SV/JB/HW/VB | 41711
KARANPURA | NTPC | IL | 660 | DRV-65 | LPH-4 NORMAL DRAIN TO LPH-3 | 3 | 168.3X7.11 | 219.1X8.18 | 99 | 300 | 7/VACUUM/150 | ASTM A 217 Gr. WC9 | Equal % | SS 17-4PH | SS 17-4PH | SS 17-4PH | IV | FLASHING | N |  | POS(SMART)WITH PT,AFR,ALR,LS,SOV,JB,HW | VSC | 17-4PH SS
LALITPUR |  | MIL | 660 | DRV-65 | LPH-4 NORMAL DRAIN TO LPH-3 | 3 | 168.3X7.11 | 219.1X8.18 | 110 | 300 |  | ASTM A 217 Gr. WC9 | Linear | SS 17-4PH | SS 17-4PH | CA6NM | V | FLASHING | N | 38,15 | AS/SVP/LS/AL/SV/VB/JB/HW | 41711
MOUDA |  | MIL | 660 | DRV-65 | LPH-4 NORMAL DRAIN TO LPH-3 | 3 | 168.3X7.11 | 219.1X8.18 | 110 | 300 |  | ASTM A 217 Gr. WC9 | Linear | SS 17-4PH | SS 17-4PH | CA6NM | IV | FLASHING | N | 38,13 | AS/SVP/LS/AL/SV/VB/JB/HW | 41711
SURATGARH |  | IL | 660 | DRV-65 | LPH-4 NORMAL DRAIN TO LPH-3 | 3 | 168.3X7.11 | 219.1X8.18 | 99 | 300 | 7/VACUUM/135 | ASTM A 217 Gr. WC9 | Linear | SS 17-4PH | SS 17-4PH | SS 17-4PH | V | FLASHING | N | 37 , 18 | POS/AS/AL/LS/SOV/JB/HW | VSC | 17-4PH SS
BANHARPALLI | OPGCL | IL | 660 | CDV-22/25 | MAIN COND CONTROL | 14 | 457X12.7 | 457X12.7 | 1560 | 300 | 47/55 | ASTM A 216 Gr. WCC |  | SS 17-4PH | SS 17-4PH | SS 17-4PH |  | HIGH DP |  | SPA2MF | POS.(SMART),AFR,ALR,JB,HW | VSC | SS316+ST
BARA |  | MIL | 660 | CDV-22/25 | MAIN COND CONTROL | 12 | 457X12.7 | 457X12.7 | 1500 | 300 | 47/55 | ASTM A 216 Gr. WCC | Mod% | SS 17-4PH | SS 17-4PH | CA6NM Nitrided | IV | HIGH DP | N | 38,24 | AS/SVP/AL/JB/HW/VB | 41631
BARH |  | MIL | 660 | CDV-22/25 | MAIN COND CONTROL | 14 | 457X12.7 | 457X12.7 | 1600 | 300 | 47/55 | ASTM A 216 Gr. WCC | Equal % | SS 17-4PH | SS 17-4PH | CA6NM Nitrided | IV | HIGH DP | N | 38,24 | AS/SVP/LS/AL/JB/HW/VB /DV | 41621
BELLARY |  | MIL | 700 | CDV-22/25 | MAIN COND CONTROL | 14 | 457X12.7 | 457X12.7 | 1600 | 300 | 43/55 | ASTM A 216 Gr. WCC | Equal % | SS 17-4PH | SS 17-4PH | CA6NM Chrome Plated | IV | HIGH DP | N | 38,24 | AS/SVP/LS/AL/SV/JB/HW/VB | 41621
GADARWADA |  | MIL | 800 | CDV-22/25 | MAIN COND CONTROL | 14 | 457X12.7 | 457X12.7 | 1600 | 300 | 47/55 | ASTM A 216 Gr. WCC | Equal % | SS 17-4PH | SS 17-4PH | CA6NM Chrome Plated | IV | HIGH DP | N | 38 , 24 | AS/SVP/LS/AL/JB/HW/VB | 41621
KARANPURA | NTPC | IL | 660 | CDV-22/25 | MAIN COND CONTROL | 14 | 475X12.7 | 475X12.7 | 1960 | 300 SPL | 49/75 | ASTM A 216 Gr. WCC | Equal % | SS 17-4PH | SS 17-4PH | SS 17-4PH | IV | HIGH DP | N |  | POS(SMART)WITH PT,AFR,ALR,LS,JB,HW | VSC(M) | SS 316 + ST
KOTHAGUDEM |  | MIL | 800 | CDV-22/25 | MAIN COND CONTROL | 14 | 457X12.7 | 457X12.7 | 1960 | 300 | 45/60 | ASTM A 216 Gr. WCC | Equal % | SS 17-4PH | SS 17-4PH | CA6NM Chrome Plated | V | HIGH DP | N | 68,16 | AS/SVP/LS/AL/SV/JB/HW/VB | 41421
LALITPUR |  | MIL | 660 | CDV-22/25 | MAIN COND CONTROL | 12 | 457X12.7 | 457X12.7 | 1500 | 300 | 42/60 | ASTM A 216 Gr. WCC | Mod% | SS 17-4PH | SS 17-4PH | CA6NM Nitrided | V | HIGH DP | N | 68,16 | AS/SVP/LS/AL/JB/HW/VB | 41331
MOUDA |  | MIL | 660 | CDV-22/25 | MAIN COND CONTROL | 14 | 457X12.7 | 457X12.7 | 1600 | 300 | 47/55 | ASTM A 216 Gr. WCC | Equal % | SS 17-4PH | SS 17-4PH | CA6NM Chrome Plated | IV | HIGH DP | N | 38,24 | AS/SVP/LS/AL/VB/JB/HW | 41621
SURATGARH |  | IL | 660 | CDV-22/25 | MAIN COND CONTROL | 14 | 457X12.7 | 457X12.7 | 1960 | 300 | 45/55 | ASTM A 216 Gr. WCC | Equal % | SS 17-4PH | SS 17-4PH | SS 17-4PH | V | HIGH DP CAVITATION | N | 38 , 24 | POS/AS/AL/LS/SOV/JB/HW | VSC(M) | SS 316 + ST
WANAKBORI |  | MIL | 800 | CDV-22/25 | MAIN COND CONTROL | 14 | 457X12.7 | 457X12.7 | 1600 | 300 | 45/60 | ASTM A 216 Gr. WCC | Equal % | SS 17-4PH | SS 17-4PH | CA6NM Chrome Plated | IV | HIGH DP | N | 68,16 | AS SVP/LS/AL/VB/JB/HW | 41621
YERMARUS |  | MIL | 800 | CDV-22/25 | MAIN COND CONTROL | 14 | 457X12.7 | 457X12.7 | 1600 | 300 | 47/55 | ASTM A 216 Gr. WCC | Equal % | SS 17-4PH | SS 17-4PH | CA6NM Chrome Plated | IV | HIGH DP | N | 38 , 24 | AS/SVP/LS/AL/JB/HW/VB | 41621