## BoQ1 (hidden)
Item Wise BoQ
BoQ_Ver3.0 | Item Wise | Normal | INR Only | INR
Select, Excess (+), Less (-)
Tender Inviting Authority: BHEL TBG NOIDA
Name of Work: 400kV & 220kV GIS at Jhangi & 400kV GIS at Wantoo- SS121T
Enquiry/NIT No: NIT No. 92714_Enquiry No. 61G2600178 Dated 08-07-2025
Name of the Bidder/ Bidding Firm / Company :
PRICE SCHEDULE (This BOQ template must not be modified/replaced by the bidder and the same should be uploaded after filling the relevent columns, else the bidder is liable to be rejected for this tender. Bidders are allowed to enter the Bidder Name and Values only )
NUMBER # | TEXT # | TEXT # | NUMBER # | TEXT # | NUMBER | NUMBER | TEXT | TEXT # | NUMBER # | TEXT# | TEXT # | NUMBER # | NUMBER | NUMBER | NUMBER | NUMBER | TEXT | TEXT | NUMBER | NUMBER | NUMBER | NUMBER | TEXT | TEXT | NUMBER | NUMBER | NUMBER | NUMBER | TEXT | TEXT | NUMBER | NUMBER | NUMBER | NUMBER | TEXT | TEXT | NUMBER | NUMBER | NUMBER | NUMBER | TEXT | TEXT | NUMBER | NUMBER | NUMBER # | NUMBER # | TEXT | TEXT | NUMBER # | NUMBER # | DATE | NUMBER # | NUMBER # | TEXT #
Sl. No. | Item Description | Item Code / Make | Quantity | Units | Estimated Rate in Rs. P |  |  | Addition / Deduction | Addition / Deduction Values | Currency Convertion against each Item | Quoted Currency in INR / Other Currency | Unit RATE In Figures To be entered by the Bidder in Rs. P | GST (in Percentage) | GST Amount (Unit Rate*Quantity*GST) Rs. P | Unit Freight & Insurance Charges in Rs. P |  |  |  | GST (in Percentage) | GST Amount on F&I (Unit Rate*Quantity*GST) Rs. P | [29 empty] | HSN / SAC Code |  | TOTAL Ex-Works + F & I AMOUNT excluding GST in Rs. P | TOTAL Ex-Works + F & I AMOUNT including GST in Rs. P | TOTAL AMOUNT In Words
1 | 2 | 3 | 4 | 5 | 6 | 7 | 8 | 9 | 10 | 11 | 12 | 13 | 14 | 15 | 16 | 17 | 18 | 19 | 20 | 21 | 22 | 23 | 24 | 25 | 26 | 27 | 28 | 29 | 30 | 31 | 32 | 33 | 34 | 35 | 36 | 37 | 38 | 39 | 40 | 41 | 42 | 43 | 44 | 45 | 46 | 47 | 48 | 49 | 50 | 51 | 52 | 53 | 54 | 55
1.01 | For Jhangi SUPPLY- GIS : 400kV, 63kA FOR 1S, GAS INSULATED SWITCHGEAR (GIS) AS PER TS (For item sl. No. 1.01-1.13): SUPPLY-GIS: 420kV, 6000 A, 63 kA, SF6 GIS Bus bar module as per Section-Project,Technical specification | item1 | 2 | SET |  |  |  | Excess(+) | 1 | Full Conversion | INR |  |  | 0 | [5 empty] | 0 | [31 empty] | 0 | 0 | #VALUE! | 1.01 | Supplying, Conveying and fixing spls. Including eart | item1 | 123.223 | Nos
1.02 | SUPPLY-GIS: 420kV, 4000A, 63kA SF6 to AIR Bushing | item2 | 17 | SET |  |  |  | Excess(+) | 1 | Full Conversion | INR |  |  | 0 | [5 empty] | 0 | [31 empty] | 0 | 0 | #VALUE! | 1.01 | Supplying, Conveying and fixing spls. Including eart | item1 | 123.223 | Nos
1.03 | SUPPLY-GIS: 420kV, 4000A,63kA, Single phase SF6 Gas Insulated Bus Duct (GIB) outside GIS Hall alongwith associated support structure | item3 | 300 | MTR |  |  |  | Excess(+) | 1 | Full Conversion | INR |  |  | 0 | [5 empty] | 0 | [31 empty] | 0 | 0 | #VALUE!
1.04 | SUPPLY-GIS BAY: 420 kV, 4000 A, 63 kA, SF6 GIS Line feeder bay module (without PIR) as per Section-Project, Technical specification | item4 | 2 | SET |  |  |  | Excess(+) | 1 | Full Conversion | INR |  |  | 0 | [5 empty] | 0 | [31 empty] | 0 | 0 | #VALUE!
1.05 | SUPPLY-GIS BAY: 420 kV, 4000 A, 63 kA, SF6 GIS Line feeder bay module (with PIR) as per Section-Project, Technical specification | item5 | 1 | SET |  |  |  | Excess(+) | 1 | Full Conversion | INR |  |  | 0 | [5 empty] | 0 | [31 empty] | 0 | 0 | #VALUE!
1.06 | SUPPLY-GIS BAY: 420kV, 4000 A, 63 kA, SF6 GIS Tie bay module (without PIR) as per Section-Project, Technical specification | item6 | 1 | SET |  |  |  | Excess(+) | 1 | Full Conversion | INR |  |  | 0 | [5 empty] | 0 | [31 empty] | 0 | 0 | #VALUE!
1.07 | SUPPLY-GIS BAY: 420kV, 4000 A, 63 kA, SF6 GIS Tie baymodule (with PIR) as per Section-Project, Technical specification | item7 | 2 | SET |  |  |  | Excess(+) | 1 | Full Conversion | INR |  |  | 0 | [5 empty] | 0 | [31 empty] | 0 | 0 | #VALUE!
1.08 | SUPPLY-GIS BAY: 420kV, 3150 A, 63 KA, SF6 GIS SWITCHABLE LINE REACTOR BAY MODULE AS PER SECTION-PROJECT, TECHNICAL SPECIFICATION | item8 | 1 | SET |  |  |  | Excess(+) | 1 | Full Conversion | INR |  |  | 0 | [5 empty] | 0 | [31 empty] | 0 | 0 | #VALUE!
1.09 | SUPPLY-GIS BAY: 420kV, 4000 A, 63 kA, SF6 GIS ICT feeder bay module as per Section-Project,Technical specification | item9 | 2 | SET |  |  |  | Excess(+) | 1 | Full Conversion | INR |  |  | 0 | [5 empty] | 0 | [31 empty] | 0 | 0 | #VALUE!
1.1 | SUPPLY-GIS BAY: 420kV, 4000 A, 63 kA, SF6 GIS Bus Reactor bay module as per Section-Project, Technical specification | item10 | 1 | SET |  |  |  | Excess(+) | 1 | Full Conversion | INR |  |  | 0 | [5 empty] | 0 | [31 empty] | 0 | 0 | #VALUE!
1.11 | SUPPLY-GIS: 420kV, 4000 A, 63 kA, SF6 GIS Auxiliary Bus module for Spare Transformer as per Section-Project, Technical specification | item11 | 1 | SET |  |  |  | Excess(+) | 1 | Full Conversion | INR |  |  | 0 | [5 empty] | 0 | [31 empty] | 0 | 0 | #VALUE!
1.12 | SUPPLY-GIS: 420kV, 4000 A, 63 kA, SF6 GIS Auxiliary Bus module for Spare Bus Reactor as per Section-Project, Technical specification | item12 | 1 | SET |  |  |  | Excess(+) | 1 | Full Conversion | INR |  |  | 0 | [5 empty] | 0 | [31 empty] | 0 | 0 | #VALUE!
1.13 | SUPPLY-GIS: Controlled switching device for 420kV, 3 phase circuit breaker | item13 | 6 | SET |  |  |  | Excess(+) | 1 | Full Conversion | INR |  |  | 0 | [5 empty] | 0 | [31 empty] | 0 | 0 | #VALUE!
2.01 | SUPPLY- GIS : 400KV, SPECIAL TOOLS, TACKLES AND T&M EQUIPMENTS AS PER TS (For item sl. No. 2.01-2.05): SUPPLY-GIS: Portable Partial Discharge measurement test kit with all necessary accessories,Industrial Grade Laptop and licensed software as per Technical specification. | item14 | 1 | SET |  |  |  | Excess(+) | 1 | Full Conversion | INR |  |  | 0 | [5 empty] | 0 | [31 empty] | 0 | 0 | #VALUE!
2.02 | SUPPLY-GIS: SF6 Gas Leakage Detector | item15 | 1 | SET |  |  |  | Excess(+) | 1 | Full Conversion | INR |  |  | 0 | [5 empty] | 0 | [31 empty] | 0 | 0 | #VALUE!
2.03 | SUPPLY-GIS: SF6 Gas Analyzer | item16 | 1 | SET |  |  |  | Excess(+) | 1 | Full Conversion | INR |  |  | 0 | [5 empty] | 0 | [31 empty] | 0 | 0 | #VALUE!
2.04 | SUPPLY-GIS: SF6 Gas processing Unit for 400kV GIS station | item17 | 1 | SET |  |  |  | Excess(+) | 1 | Full Conversion | INR |  |  | 0 | [5 empty] | 0 | [31 empty] | 0 | 0 | #VALUE!
2.05 | SUPPLY-GIS: Self Supported Aluminium Ladder as Per Technical Specification | item18 | 2 | SET |  |  |  | Excess(+) | 1 | Full Conversion | INR |  |  | 0 | [5 empty] | 0 | [31 empty] | 0 | 0 | #VALUE!
3.01 | SUPPLY- GIS : 220kV, 50kA FOR 1S, GAS INSULATED SWITCHGEAR (GIS) AS PER TS (For item sl. No. 3.01-3.06): SUPPLY-GIS BAY: 245kV, 1600 A, 50kA, SF6 GIS ICT feeder bay module as per Section-Project,Technical specification | item19 | 2 | SET |  |  |  | Excess(+) | 1 | Full Conversion | INR |  |  | 0 | [5 empty] | 0 | [31 empty] | 0 | 0 | #VALUE!
3.02 | SUPPLY-GIS: 245kV, 1600A, 50kA Single phase SF6 to Air Bushing | item20 | 7 | SET |  |  |  | Excess(+) | 1 | Full Conversion | INR |  |  | 0 | [5 empty] | 0 | [31 empty] | 0 | 0 | #VALUE!
3.03 | SUPPLY-GIS: 245kV, 1600 A, 50kA, SF6 GIS AUXILIARY BUS MODULE FOR SPARE TRANSFORMER AS PER SECTION-PROJECT, TECHNICAL SPECIFICATION | item21 | 1 | SET |  |  |  | Excess(+) | 1 | Full Conversion | INR |  |  | 0 | [5 empty] | 0 | [31 empty] | 0 | 0 | #VALUE!
3.04 | SUPPLY-GIS: 245 kV, 3000A, 50kA, SF6 GIS Bus bar module as per Section-Project,Technical specification | item22 | 2 | SET |  |  |  | Excess(+) | 1 | Full Conversion | INR |  |  | 0 | [5 empty] | 0 | [31 empty] | 0 | 0 | #VALUE!
3.05 | SUPPLY-GIS BAY: 245kV, 3000 A, 50kA, SF6 GIS Bus coupler bay module as perSection-Project, Technical specification | item23 | 1 | SET |  |  |  | Excess(+) | 1 | Full Conversion | INR |  |  | 0 | [5 empty] | 0 | [31 empty] | 0 | 0 | #VALUE!
3.06 | SUPPLY-GIS: 245kV,1600A, 50kA, SINGLE PHASE, SF6 GAS INSULATED BUS DUCT (GIB) OUTSIDE GIS HALL ALONGWITH ASSOCIATED SUPPORT STRUCTURE ETC. AS PER TECHNICAL SPECIFICATION | item24 | 600 | MTR |  |  |  | Excess(+) | 1 | Full Conversion | INR |  |  | 0 | [5 empty] | 0 | [31 empty] | 0 | 0 | #VALUE!
4.01 | SPARES- GIS : 400kV, 63kA FOR 1S, MANDATORY SPARES AS PER TS (For item sl. No. 4.01-4.52): SPARE-GIS: 400kV GIS-SF6 GAS PRESSURE RELIEF DEVICE ASSEMBLY OF EACH TYPE | item25 | 2 | SET |  |  |  | Excess(+) | 1 | Full Conversion | INR |  |  | 0 | [5 empty] | 0 | [31 empty] | 0 | 0 | #VALUE!
4.02 | SPARE-GIS: SF6 PRESSURE GAUGE CUM SWITCH /DENSITY MONITORS AND PRESSURE SWITCH AS APPLICABLE, OF EACH TYPE-400kV GIS | item26 | 3 | SET |  |  |  | Excess(+) | 1 | Full Conversion | INR |  |  | 0 | [5 empty] | 0 | [31 empty] | 0 | 0 | #VALUE!
4.03 | SPARE-GIS: COUPLING DEVICE FOR PRESSURE GAUGE CUM SWITCH FOR CONNECTING GAS HANDLING PLANT OF EACH TYPE-400kV GIS | item27 | 2 | SET |  |  |  | Excess(+) | 1 | Full Conversion | INR |  |  | 0 | [5 empty] | 0 | [31 empty] | 0 | 0 | #VALUE!
4.04 | SPARE-GIS: RUBBER GASKETS, ’O' RINGS AND SEALS FOR SF6 GAS FOR GIS ENCLOSURE OF EACH TYPE-400kV GIS | item28 | 3 | SET |  |  |  | Excess(+) | 1 | Full Conversion | INR |  |  | 0 | [5 empty] | 0 | [31 empty] | 0 | 0 | #VALUE!
4.05 | SPARE-GIS: 400kV GIS-MOLECULAR FILTER FOR SF6 GAS WITH FILTER BAGS (5 % OF TOTAL WEIGHT) | item29 | 1 | SET |  |  |  | Excess(+) | 1 | Full Conversion | INR |  |  | 0 | [5 empty] | 0 | [31 empty] | 0 | 0 | #VALUE!
4.06 | SPARE-GIS: CONTROL VALVES FOR SF6 GAS OF EACH TYPE-400kV GIS | item30 | 3 | SET |  |  |  | Excess(+) | 1 | Full Conversion | INR |  |  | 0 | [5 empty] | 0 | [31 empty] | 0 | 0 | #VALUE!
4.07 | SPARE-GIS: 400kV GIS-SF6 GAS (5 % OF TOTAL GAS QUANTITY) | item31 | 1 | LOT |  |  |  | Excess(+) | 1 | Full Conversion | INR |  |  | 0 | [5 empty] | 0 | [31 empty] | 0 | 0 | #VALUE!
4.08 | SPARE-GIS: LOCKING DEVICE TO KEEP THE DIS-CONNECTORS (ISOLATORS) AND EARTHING/FAST EARTHING SWITCHES IN CLOSE OR OPEN POSITION IN CASE OF REMOVAL OF THE DRIVING MECHANISM-400kV GIS | item32 | 3 | SET |  |  |  | Excess(+) | 1 | Full Conversion | INR |  |  | 0 | [5 empty] | 0 | [31 empty] | 0 | 0 | #VALUE!
4.09 | SPARE-GIS: UHF PD SENSORS OF EACH TYPE ALONG WITH BNC CONNECTOR FOR 420KV GIS | item33 | 5 | SET |  |  |  | Excess(+) | 1 | Full Conversion | INR |  |  | 0 | [5 empty] | 0 | [31 empty] | 0 | 0 | #VALUE!
4.1 | SPARE-GIS: 400kV GIS-SUPPORT INSULATORS (GAS THROUGH) OF EACH TYPE (COMPLETE WITH METAL RING ETC.) ALONG WITH ASSOCIATED CONTACTS AND SHIELDS | item34 | 5 | SET |  |  |  | Excess(+) | 1 | Full Conversion | INR |  |  | 0 | [5 empty] | 0 | [31 empty] | 0 | 0 | #VALUE!
4.11 | SPARE-GIS: 400kV GIS-GAS BARRIERS OF EACH TYPE (COMPLETE WITH METAL RING ETC.) ALONG WITH ASSOCIATED CONTACTS AND SHIELDS | item35 | 5 | SET |  |  |  | Excess(+) | 1 | Full Conversion | INR |  |  | 0 | [5 empty] | 0 | [31 empty] | 0 | 0 | #VALUE!
4.12 | SPARE-GIS: 400kV GIS- 4000A SF6 TO AIR BUSHING COMPLETE IN ALL RESPECT | item36 | 1 | SET |  |  |  | Excess(+) | 1 | Full Conversion | INR |  |  | 0 | [5 empty] | 0 | [31 empty] | 0 | 0 | #VALUE!
4.13 | SPARE-GIS: LCC SPARES - AUX. RELAYS, CONTACTORS,PUSH BUTTONS, SWITCHES,LAMPS,ANNUNCIATION WINDOWS, MCB, FUSES,TIMERS, TERMINAL BLOCKS ETC. OF EACHTYPE & RATING-400kV GIS | item37 | 2 | SET |  |  |  | Excess(+) | 1 | Full Conversion | INR |  |  | 0 | [5 empty] | 0 | [31 empty] | 0 | 0 | #VALUE!
4.14 | SPARE-GIS: 400kV GIS-ONE POLE OF 4000A CIRCUIT BREAKER WITHOUT PIR WITH INTERRUPTER, MAIN CIRCUIT, ENCLOSURE AND OPERATING MECHANISM COMPLETE IN ALL RESPECT | item38 | 1 | SET |  |  |  | Excess(+) | 1 | Full Conversion | INR |  |  | 0 | [5 empty] | 0 | [31 empty] | 0 | 0 | #VALUE!
4.15 | SPARE-GIS: 400kV GIS-ONE POLE OF 4000A CIRCUIT BREAKER WITH PIR WITH INTERRUPTER,MAIN CIRCUIT, ENCLOSURE AND OPERATING MECHANISM COMPLETE IN ALLRESPECT | item39 | 1 | SET |  |  |  | Excess(+) | 1 | Full Conversion | INR |  |  | 0 | [5 empty] | 0 | [31 empty] | 0 | 0 | #VALUE!
4.16 | SPARE-GIS: Trip coil assembly with resistor for 420kV GIS Circuit Breaker (as applicable) | item40 | 3 | SET |  |  |  | Excess(+) | 1 | Full Conversion | INR |  |  | 0 | [5 empty] | 0 | [31 empty] | 0 | 0 | #VALUE!
4.17 | SPARE-GIS: Closing coil assembly with resistor for 420kV GIS Circuit Breaker (as applicable) | item41 | 3 | SET |  |  |  | Excess(+) | 1 | Full Conversion | INR |  |  | 0 | [5 empty] | 0 | [31 empty] | 0 | 0 | #VALUE!
4.18 | SPARE-GIS: RELAYS, POWER CONTACTORS, PUSH BUTTONS, TIMERS & MCBS ETC. (ASAPPLICABLE) OF EACH TYPE FOR 400kV GIS CIRCUIT BREAKER | item42 | 1 | SET |  |  |  | Excess(+) | 1 | Full Conversion | INR |  |  | 0 | [5 empty] | 0 | [31 empty] | 0 | 0 | #VALUE!
4.19 | SPARE-GIS: Auxiliary switch assembly of each type for 420kV GIS Circuit Breaker | item43 | 3 | SET |  |  |  | Excess(+) | 1 | Full Conversion | INR |  |  | 0 | [5 empty] | 0 | [31 empty] | 0 | 0 | #VALUE!
4.2 | SPARE-GIS: 400kV GIS CIRCUIT BREAKER-OPERATION COUNTER | item44 | 3 | SET |  |  |  | Excess(+) | 1 | Full Conversion | INR |  |  | 0 | [5 empty] | 0 | [31 empty] | 0 | 0 | #VALUE!
4.21 | SPARE-GIS: 400kV GIS CIRCUIT BREAKER-HYDRAULIC OPERATING MECHANISM WITH DRIVEMOTOR (FOR HYDRAULIC OPERATED MECHANISM, IF APPLICABLE) | item45 | 1 | SET |  |  |  | Excess(+) | 1 | Full Conversion | INR |  |  | 0 | [5 empty] | 0 | [31 empty] | 0 | 0 | #VALUE!
4.22 | SPARE-GIS: HYDRAULIC FILTER OF EACH TYPE (FOR HYDRAULIC OPERATED MECHANISM, IF APPLICABLE)-400kV GIS CIRCUIT BREKAER | item46 | 1 | SET |  |  |  | Excess(+) | 1 | Full Conversion | INR |  |  | 0 | [5 empty] | 0 | [31 empty] | 0 | 0 | #VALUE!
4.23 | SPARE-GIS: 400kV GIS CIRCUIT BREAKER- HOSE PIPE OF EACH TYPE (AS APPLICABLE) (FOR HYDRAULIC OPERATED MECHANISM, IF APPLICABLE) | item47 | 1 | SET |  |  |  | Excess(+) | 1 | Full Conversion | INR |  |  | 0 | [5 empty] | 0 | [31 empty] | 0 | 0 | #VALUE!
4.24 | SPARE-GIS: 400kV GIS CIRCUIT BREAKER - N2 ACCUMULATOR (FOR HYDRAULIC OPERATED MECHANISM, IF APPLICABLE) | item48 | 1 | SET |  |  |  | Excess(+) | 1 | Full Conversion | INR |  |  | 0 | [5 empty] | 0 | [31 empty] | 0 | 0 | #VALUE!
4.25 | SPARE-GIS: VALVES OF EACH TYPE (FOR HYDRAULIC OPERATED MECHANISM, IFAPPLICABLE)-400kV GIS CIRCUIT BREKAER | item49 | 1 | SET |  |  |  | Excess(+) | 1 | Full Conversion | INR |  |  | 0 | [5 empty] | 0 | [31 empty] | 0 | 0 | #VALUE!
4.26 | SPARE-GIS: PIPE LENGTH (COPPER & STEEL) OF EACH SIZE & TYPE (FOR HYDRAULIC OPERATED MECHANISM, IF APPLICABLE)-400kV GIS CIRCUIT BREKAER | item50 | 1 | SET |  |  |  | Excess(+) | 1 | Full Conversion | INR |  |  | 0 | [5 empty] | 0 | [31 empty] | 0 | 0 | #VALUE!
4.27 | SPARE-GIS: PRESSURE SWITCHES OF EACH TYPE (FOR HYDRAULIC OPERATED MECHANISM, IF APPLICABLE)-400kV GIS CIRCUIT BREKAER | item51 | 1 | SET |  |  |  | Excess(+) | 1 | Full Conversion | INR |  |  | 0 | [5 empty] | 0 | [31 empty] | 0 | 0 | #VALUE!
4.28 | SPARE-GIS: PRESSURE GAUGE WITH COUPLING DEVICE OF EACH TYPE (FOR HYDRAULIC OPERATED MECHANISM, IF APPLICABLE)-400kV GIS CIRCUIT BREKAER | item52 | 1 | SET |  |  |  | Excess(+) | 1 | Full Conversion | INR |  |  | 0 | [5 empty] | 0 | [31 empty] | 0 | 0 | #VALUE!
4.29 | SPARE-GIS: 400kV GIS CIRCUIT BREAKER-HYDRAULIC OIL (5% OF TOTAL OIL QUANTITY)(FOR HYDRAULIC OPERATED MECHANISM, IF APPLICABLE) | item53 | 1 | SET |  |  |  | Excess(+) | 1 | Full Conversion | INR |  |  | 0 | [5 empty] | 0 | [31 empty] | 0 | 0 | #VALUE!
4.3 | SPARE-GIS: PRESSURE RELIEF DEVICE OF EACH TYPE (FOR HYDRAULIC OPERATED MECHANISM,IF APPLICABLE)-400kV GIS CIRCUIT BREKAER | item54 | 1 | SET |  |  |  | Excess(+) | 1 | Full Conversion | INR |  |  | 0 | [5 empty] | 0 | [31 empty] | 0 | 0 | #VALUE!
4.31 | SPARE-GIS: 400kV GIS CIRCUIT BREAKER-COMPLETE SPRING OPERATING MECHANISM INCLUDING CHARGING MECHANISM ETC. (FOR SPRING OPERATED MECHANISM, IF APPLICABLE) | item55 | 1 | SET |  |  |  | Excess(+) | 1 | Full Conversion | INR |  |  | 0 | [5 empty] | 0 | [31 empty] | 0 | 0 | #VALUE!
4.32 | SPARE-GIS: 400kV GIS CIRCUIT BREAKER- COMPLETE HYDRAULIC-SPRING OPERATINGMECHANISM INCLUDING CHARGING MECHANISM ETC. (FOR HYDRAULIC-SPRING OPERATED MECHANISM, IF APPLICABLE) | item56 | 1 | SET |  |  |  | Excess(+) | 1 | Full Conversion | INR |  |  | 0 | [5 empty] | 0 | [31 empty] | 0 | 0 | #VALUE!
4.33 | SPARE-GIS: PRESSURE SWITCHES OF EACH TYPE FOR 420KV GIS CIRCUIT BREAKER (For Hydraulic-Spring Operated Mechanism, ifapplicable) | item57 | 1 | SET |  |  |  | Excess(+) | 1 | Full Conversion | INR |  |  | 0 | [5 empty] | 0 | [31 empty] | 0 | 0 | #VALUE!
4.34 | SPARE-GIS: PRESSURE GAUGE WITH COUPLING DEVICE OF EACH TYPE (FOR HYDRAULIC-SPRING OPERATED MECHANISM, IF APPLICABLE)-400kV GIS CIRCUIT BREKAER | item58 | 1 | SET |  |  |  | Excess(+) | 1 | Full Conversion | INR |  |  | 0 | [5 empty] | 0 | [31 empty] | 0 | 0 | #VALUE!
4.35 | SPARE-GIS: 400kV GIS- Single phase of 4000A disconnector switch including maincircuit, enclosure, driving mechanism and support insulator etc.,complete in all respect | item59 | 1 | SET |  |  |  | Excess(+) | 1 | Full Conversion | INR |  |  | 0 | [5 empty] | 0 | [31 empty] | 0 | 0 | #VALUE!
4.36 | SPARE-GIS: 400kV GIS- SINGLE PHASE MAINTENANCE EARTHING SWITCH INCLUDING MAINCIRCUIT, ENCLOSURE, DRIVING MECHANISM AND SUPPORT INSULATOR ETC.,COMPLETE IN ALL RESPECT | item60 | 2 | SET |  |  |  | Excess(+) | 1 | Full Conversion | INR |  |  | 0 | [5 empty] | 0 | [31 empty] | 0 | 0 | #VALUE!
4.37 | SPARE-GIS: 400kV GIS - SINGLE PHASE FAST EARTHING SWITCH INCLUDING MAIN CIRCUIT,ENCLOSURE, DRIVING MECHANISM AND SUPPORT INSULATOR ETC., COMPLETE IN ALL RESPECT | item61 | 2 | SET |  |  |  | Excess(+) | 1 | Full Conversion | INR |  |  | 0 | [5 empty] | 0 | [31 empty] | 0 | 0 | #VALUE!
4.38 | SPARE-GIS: OPEN/CLOSE CONTACTOR ASSEMBLY, TIMERS, KEY INTERLOCK, INTERLOCKING COILS, RELAYS, PUSH BUTTONS, INDICATING LAMPS, POWER CONTACTORS,RESISTORS, FUSES, MCBS & DRIVE CONTROL CARDS ETC. (AS APPLICABLE) ONE OF EACH TYPE FOR ONE COMPLETE MOM BOX FOR 400kV GIS DISCONNECTOR SWITCH | item62 | 1 | SET |  |  |  | Excess(+) | 1 | Full Conversion | INR |  |  | 0 | [5 empty] | 0 | [31 empty] | 0 | 0 | #VALUE!
4.39 | SPARE-GIS: OPEN/CLOSE CONTACTOR ASSEMBLY, TIMERS, KEY INTERLOCK, INTERLOCKING COILS, RELAYS, PUSH BUTTONS, INDICATING LAMPS, POWER CONTACTORS,RESISTORS, FUSES, MCBS & DRIVE CONTROL CARDS ETC. (AS APPLICABLE) ONE OF EACH TYPE FOR ONE COMPLETE MOM BOX FOR 400kV GIS MAINTENANCE EARTH SWITCH | item63 | 1 | SET |  |  |  | Excess(+) | 1 | Full Conversion | INR |  |  | 0 | [5 empty] | 0 | [31 empty] | 0 | 0 | #VALUE!
4.4 | SPARE-GIS: OPEN/CLOSE CONTACTOR ASSEMBLY, TIMERS, KEY INTERLOCK, INTERLOCKING COILS, RELAYS, PUSH BUTTONS, INDICATING LAMPS, POWER CONTACTORS,RESISTORS, FUSES, MCBS & DRIVE CONTROL CARDS ETC. (AS APPLICABLE) ONE OF EACH TYPE FOR ONE COMPLETE MOM BOX FOR 400kV GIS FAST EARTHING SWITCH | item64 | 1 | SET |  |  |  | Excess(+) | 1 | Full Conversion | INR |  |  | 0 | [5 empty] | 0 | [31 empty] | 0 | 0 | #VALUE!
4.41 | SPARE-GIS: LIMIT SWITCHES AND AUX. SWITCHES FOR ONE COMPLETE MOM BOX FORDISCONNECTOR-400kV GIS | item65 | 2 | SET |  |  |  | Excess(+) | 1 | Full Conversion | INR |  |  | 0 | [5 empty] | 0 | [31 empty] | 0 | 0 | #VALUE!
4.42 | SPARE-GIS: LIMIT SWITCHES AND AUX. SWITCHES FOR ONE COMPLETE MOM BOX FORMAINTENANCE EARTHING SWITCH-400kV GIS | item66 | 2 | SET |  |  |  | Excess(+) | 1 | Full Conversion | INR |  |  | 0 | [5 empty] | 0 | [31 empty] | 0 | 0 | #VALUE!
4.43 | SPARE-GIS: LIMIT SWITCHES AND AUX. SWITCHES FOR ONE COMPLETE MOM BOX FOR FASTEARTHING SWITCH (IF APPLICABLE)-400kV GIS | item67 | 2 | SET |  |  |  | Excess(+) | 1 | Full Conversion | INR |  |  | 0 | [5 empty] | 0 | [31 empty] | 0 | 0 | #VALUE!
4.44 | SPARE-GIS: DRIVE MECHANISM FOR 400kV GIS DISCONNECTOR SWITCH | item68 | 1 | SET |  |  |  | Excess(+) | 1 | Full Conversion | INR |  |  | 0 | [5 empty] | 0 | [31 empty] | 0 | 0 | #VALUE!
4.45 | SPARE-GIS: DRIVE MECHANISM FOR 400kV GIS MAINTENANCE EARTH SWITCH | item69 | 1 | SET |  |  |  | Excess(+) | 1 | Full Conversion | INR |  |  | 0 | [5 empty] | 0 | [31 empty] | 0 | 0 | #VALUE!
4.46 | SPARE-GIS: DRIVE MECHANISM FOR 400kV GIS FAST EARTHING SWITCH | item70 | 1 | SET |  |  |  | Excess(+) | 1 | Full Conversion | INR |  |  | 0 | [5 empty] | 0 | [31 empty] | 0 | 0 | #VALUE!
4.47 | SPARE-GIS: MOTOR FOR DRIVE MECHANISM FOR 400kV GIS DISCONNECTOR SWITCH | item71 | 1 | SET |  |  |  | Excess(+) | 1 | Full Conversion | INR |  |  | 0 | [5 empty] | 0 | [31 empty] | 0 | 0 | #VALUE!
4.48 | SPARE-GIS: MOTOR FOR DRIVE MECHANISM FOR 400kVGIS MAINTENANCE EARTH SWITCH | item72 | 1 | SET |  |  |  | Excess(+) | 1 | Full Conversion | INR |  |  | 0 | [5 empty] | 0 | [31 empty] | 0 | 0 | #VALUE!
4.49 | SPARE-GIS: MOTOR FOR DRIVE MECHANISM FOR 400kV GIS FAST EARTHING SWITCH | item73 | 1 | SET |  |  |  | Excess(+) | 1 | Full Conversion | INR |  |  | 0 | [5 empty] | 0 | [31 empty] | 0 | 0 | #VALUE!
4.5 | SPARE-GIS: 400kV GIS- SINGLE PHASE OF CURRENT TRANSFORMER (3 CORES, TYPE-CTA)WITH ASSOCIATED ENCLOSURE AND PRIMARY CONDUCTOR COMPLETE IN ALL RESPECT | item74 | 1 | SET |  |  |  | Excess(+) | 1 | Full Conversion | INR |  |  | 0 | [5 empty] | 0 | [31 empty] | 0 | 0 | #VALUE!
4.51 | SPARE-GIS: 400kV GIS- SINGLE PHASE OF CURRENT TRANSFORMER (2 CORES, TYPE-CTB)WITH ASSOCIATED ENCLOSURE AND PRIMARY CONDUCTOR COMPLETE IN ALL RESPECT | item75 | 1 | SET |  |  |  | Excess(+) | 1 | Full Conversion | INR |  |  | 0 | [5 empty] | 0 | [31 empty] | 0 | 0 | #VALUE!
4.52 | SPARE-GIS: 400kV GIS- SINGLE PHASE VT WITH ASSOCIATED ENCLOSURE COMPLETE IN ALL RESPECT | item76 | 1 | SET |  |  |  | Excess(+) | 1 | Full Conversion | INR |  |  | 0 | [5 empty] | 0 | [31 empty] | 0 | 0 | #VALUE!
5.01 | SPARES- GIS : 220kV, 50kA FOR 1S, MANDATORY SPARES AS PER TS (For item sl. No. 5.01-5.48): SPARE-GIS: 220kV GIS- CABLE CONNECTION ENCLOSURE WITH MAIN CIRCUIT | item77 | 1 | SET |  |  |  | Excess(+) | 1 | Full Conversion | INR |  |  | 0 | [5 empty] | 0 | [31 empty] | 0 | 0 | #VALUE!
5.02 | SPARE-GIS: 220kV GIS-SF6 GAS PRESSURE RELIEF DEVICE ASSEMBLY OF EACH TYPE | item78 | 2 | SET |  |  |  | Excess(+) | 1 | Full Conversion | INR |  |  | 0 | [5 empty] | 0 | [31 empty] | 0 | 0 | #VALUE!
5.03 | SPARE-GIS: SF6 PRESSURE GAUGE CUM SWITCH /DENSITY MONITORS AND PRESSURESWITCH AS APPLICABLE, OF EACH TYPE-220kV GIS | item79 | 3 | SET |  |  |  | Excess(+) | 1 | Full Conversion | INR |  |  | 0 | [5 empty] | 0 | [31 empty] | 0 | 0 | #VALUE!
5.04 | SPARE-GIS: COUPLING DEVICE FOR PRESSURE GAUGE CUM SWITCH FOR CONNECTINGGAS HANDLING PLANT OF EACH TYPE-220kV GIS | item80 | 2 | SET |  |  |  | Excess(+) | 1 | Full Conversion | INR |  |  | 0 | [5 empty] | 0 | [31 empty] | 0 | 0 | #VALUE!
5.05 | SPARE-GIS: RUBBER GASKETS, ’O' RINGS AND SEALS FOR SF6 GAS FOR GISENCLOSURE OF EACH TYPE-220kV GIS | item81 | 3 | SET |  |  |  | Excess(+) | 1 | Full Conversion | INR |  |  | 0 | [5 empty] | 0 | [31 empty] | 0 | 0 | #VALUE!
5.06 | SPARE-GIS: 220kV GIS-MOLECULAR FILTER FOR SF6 GAS WITH FILTER BAGS (5 % OF TOTALWEIGHT) | item82 | 1 | SET |  |  |  | Excess(+) | 1 | Full Conversion | INR |  |  | 0 | [5 empty] | 0 | [31 empty] | 0 | 0 | #VALUE!
5.07 | SPARE-GIS: CONTROL VALVES FOR SF6 GAS OF EACH TYPE-220kV GIS | item83 | 3 | SET |  |  |  | Excess(+) | 1 | Full Conversion | INR |  |  | 0 | [5 empty] | 0 | [31 empty] | 0 | 0 | #VALUE!
5.08 | SPARE-GIS: 220kV GIS-SF6 GAS (5 % OF TOTAL GAS QUANTITY) | item84 | 1 | LOT |  |  |  | Excess(+) | 1 | Full Conversion | INR |  |  | 0 | [5 empty] | 0 | [31 empty] | 0 | 0 | #VALUE!
5.09 | SPARE-GIS: LOCKING DEVICE TO KEEP THE DIS-CONNECTORS (ISOLATORS) AND EARTHING/FAST EARTHING SWITCHES (AS APPLICABLE) IN CLOSE OR OPEN POSITION IN CASE OF REMOVAL OF THE DRIVING MECHANISM-220kV GIS | item85 | 3 | SET |  |  |  | Excess(+) | 1 | Full Conversion | INR |  |  | 0 | [5 empty] | 0 | [31 empty] | 0 | 0 | #VALUE!
5.1 | SPARE-GIS: UHF PD SENSORS OF EACH TYPE ALONG WITH BNC CONNECTOR FOR 245KV GIS | item86 | 5 | SET |  |  |  | Excess(+) | 1 | Full Conversion | INR |  |  | 0 | [5 empty] | 0 | [31 empty] | 0 | 0 | #VALUE!
5.11 | SPARE-GIS: 220kV GIS-SUPPORT INSULATORS (GAS THROUGH) OF EACH TYPE (COMPLETE WITH METAL RING ETC.) ALONG WITH ASSOCIATED CONTACTS AND SHIELDS | item87 | 5 | SET |  |  |  | Excess(+) | 1 | Full Conversion | INR |  |  | 0 | [5 empty] | 0 | [31 empty] | 0 | 0 | #VALUE!
5.12 | SPARE-GIS: 220kV GIS-GAS BARRIERS OF EACH TYPE (COMPLETE WITH METAL RING ETC.) ALONG WITH ASSOCIATED CONTACTS AND SHIELDS | item88 | 5 | SET |  |  |  | Excess(+) | 1 | Full Conversion | INR |  |  | 0 | [5 empty] | 0 | [31 empty] | 0 | 0 | #VALUE!
5.13 | SPARE-GIS: 220kV GIS- 1600A SF6 TO AIR BUSHING COMPLETE IN ALL RESPECT | item89 | 1 | SET |  |  |  | Excess(+) | 1 | Full Conversion | INR |  |  | 0 | [5 empty] | 0 | [31 empty] | 0 | 0 | #VALUE!
5.14 | SPARE-GIS: LCC SPARES - AUX. RELAYS, CONTACTORS,PUSH BUTTONS, SWITCHES, LAMPS,ANNUNCIATION WINDOWS, MCB, FUSES,TIMERS, TERMINAL BLOCKS ETC. OF EACHTYPE & RATING-220kV GIS | item90 | 2 | SET |  |  |  | Excess(+) | 1 | Full Conversion | INR |  |  | 0 | [5 empty] | 0 | [31 empty] | 0 | 0 | #VALUE!
5.15 | SPARE-GIS: 220kV GIS-ONE POLE OF 1600A CIRCUIT BREAKER WITH INTERRUPTER, MAINCIRCUIT, ENCLOSURE AND OPERATING MECHANISM COMPLETE IN ALL RESPECT | item91 | 1 | SET |  |  |  | Excess(+) | 1 | Full Conversion | INR |  |  | 0 | [5 empty] | 0 | [31 empty] | 0 | 0 | #VALUE!
5.16 | SPARE-GIS: 220kV GIS-ONE POLE OF 3000A CIRCUIT BREAKER WITH INTERRUPTER, MAINCIRCUIT, ENCLOSURE AND OPERATING MECHANISM COMPLETE IN ALL RESPECT | item92 | 1 | SET |  |  |  | Excess(+) | 1 | Full Conversion | INR |  |  | 0 | [5 empty] | 0 | [31 empty] | 0 | 0 | #VALUE!
5.17 | SPARE-GIS: Trip coil assembly with resistor for 245kV GIS Circuit Breaker (as applicable) | item93 | 3 | SET |  |  |  | Excess(+) | 1 | Full Conversion | INR |  |  | 0 | [5 empty] | 0 | [31 empty] | 0 | 0 | #VALUE!
5.18 | SPARE-GIS: Closing coil assembly with resistor for 245kV GIS Circuit Breaker (as applicable) | item94 | 1 | SET |  |  |  | Excess(+) | 1 | Full Conversion | INR |  |  | 0 | [5 empty] | 0 | [31 empty] | 0 | 0 | #VALUE!
5.19 | SPARE-GIS: RELAYS, POWER CONTACTORS, PUSH BUTTONS, TIMERS & MCBS ETC. (AS APPLICABLE) OF EACH TYPE FOR 220kV GIS CIRCUIT BREAKER | item95 | 1 | SET |  |  |  | Excess(+) | 1 | Full Conversion | INR |  |  | 0 | [5 empty] | 0 | [31 empty] | 0 | 0 | #VALUE!
5.2 | SPARE-GIS: Auxiliary switch assembly of each type for 245kV GIS Circuit Breaker | item96 | 3 | SET |  |  |  | Excess(+) | 1 | Full Conversion | INR |  |  | 0 | [5 empty] | 0 | [31 empty] | 0 | 0 | #VALUE!
5.21 | SPARE-GIS: 220kV GIS CIRCUIT BREAKER-OPERATION COUNTER | item97 | 3 | SET |  |  |  | Excess(+) | 1 | Full Conversion | INR |  |  | 0 | [5 empty] | 0 | [31 empty] | 0 | 0 | #VALUE!
5.22 | SPARE-GIS: 220kV GIS CIRCUIT BREAKER-HYDRAULIC OPERATING MECHANISM WITH DRIVE MOTOR (FOR HYDRAULIC OPERATED MECHANISM, IF APPLICABLE) | item98 | 1 | SET |  |  |  | Excess(+) | 1 | Full Conversion | INR |  |  | 0 | [5 empty] | 0 | [31 empty] | 0 | 0 | #VALUE!
5.23 | SPARE-GIS: HYDRAULIC FILTER OF EACH TYPE (FOR HYDRAULIC OPERATED MECHANISM, IF APPLICABLE)-220kV GIS CIRCUIT BREKAER | item99 | 1 | SET |  |  |  | Excess(+) | 1 | Full Conversion | INR |  |  | 0 | [5 empty] | 0 | [31 empty] | 0 | 0 | #VALUE!
5.24 | SPARE-GIS: 220kV GIS CIRCUIT BREAKER- HOSE PIPE OF EACH TYPE (AS APPLICABLE) (FOR HYDRAULIC OPERATED MECHANISM, IF APPLICABLE) | item100 | 1 | SET |  |  |  | Excess(+) | 1 | Full Conversion | INR |  |  | 0 | [5 empty] | 0 | [31 empty] | 0 | 0 | #VALUE!
5.25 | SPARE-GIS: 220kV GIS CIRCUIT BREAKER - N2 ACCUMULATOR (FOR HYDRAULIC OPERATED MECHANISM, IF APPLICABLE) | item101 | 1 | SET |  |  |  | Excess(+) | 1 | Full Conversion | INR |  |  | 0 | [5 empty] | 0 | [31 empty] | 0 | 0 | #VALUE!
5.26 | SPARE-GIS: VALVES OF EACH TYPE (FOR HYDRAULIC OPERATED MECHANISM, IF APPLICABLE)-220kV GIS CIRCUIT BREKAER | item102 | 1 | SET |  |  |  | Excess(+) | 1 | Full Conversion | INR |  |  | 0 | [5 empty] | 0 | [31 empty] | 0 | 0 | #VALUE!
5.27 | SPARE-GIS: PIPE LENGTH (COPPER & STEEL) OF EACH SIZE & TYPE (FOR HYDRAULIC OPERATED MECHANISM, IF APPLICABLE)-220kV GIS CIRCUIT BREKAER | item103 | 1 | SET |  |  |  | Excess(+) | 1 | Full Conversion | INR |  |  | 0 | [5 empty] | 0 | [31 empty] | 0 | 0 | #VALUE!
5.28 | SPARE-GIS: PRESSURE SWITCHES OF EACH TYPE (FOR HYDRAULIC OPERATED MECHANISM, IFAPPLICABLE)-220kV GIS CIRCUIT BREKAER | item104 | 1 | SET |  |  |  | Excess(+) | 1 | Full Conversion | INR |  |  | 0 | [5 empty] | 0 | [31 empty] | 0 | 0 | #VALUE!
5.29 | SPARE-GIS: PRESSURE GAUGE WITH COUPLING DEVICE OF EACH TYPE (FOR HYDRAULIC OPERATED MECHANISM, IF APPLICABLE)-220kV GIS CIRCUIT BREKAER | item105 | 1 | SET |  |  |  | Excess(+) | 1 | Full Conversion | INR |  |  | 0 | [5 empty] | 0 | [31 empty] | 0 | 0 | #VALUE!
5.3 | SPARE-GIS: 220kV GIS CIRCUIT BREAKER-HYDRAULIC OIL (5% OF TOTAL OIL QUANTITY)(FOR HYDRAULIC OPERATED MECHANISM, IF APPLICABLE) | item106 | 1 | SET |  |  |  | Excess(+) | 1 | Full Conversion | INR |  |  | 0 | [5 empty] | 0 | [31 empty] | 0 | 0 | #VALUE!
5.31 | SPARE-GIS: PRESSURE RELIEF DEVICE OF EACH TYPE (FOR HYDRAULIC OPERATED MECHANISM,IF APPLICABLE)-220kV GIS CIRCUIT BREKAER | item107 | 1 | SET |  |  |  | Excess(+) | 1 | Full Conversion | INR |  |  | 0 | [5 empty] | 0 | [31 empty] | 0 | 0 | #VALUE!
5.32 | SPARE-GIS: 220kV GIS CIRCUIT BREAKER-COMPLETE SPRING OPERATING MECHANISM INCLUDING CHARGING MECHANISM ETC. (FOR SPRING OPERATED MECHANISM, IF APPLICABLE) | item108 | 1 | SET |  |  |  | Excess(+) | 1 | Full Conversion | INR |  |  | 0 | [5 empty] | 0 | [31 empty] | 0 | 0 | #VALUE!
5.33 | SPARE-GIS: 220kV GIS CIRCUIT BREAKER- COMPLETE HYDRAULIC-SPRING OPERATING MECHANISM INCLUDING CHARGING MECHANISM ETC. (FOR HYDRAULIC-SPRINGOPERATED MECHANISM, IF APPLICABLE) | item109 | 1 | SET |  |  |  | Excess(+) | 1 | Full Conversion | INR |  |  | 0 | [5 empty] | 0 | [31 empty] | 0 | 0 | #VALUE!
5.34 | SPARE-GIS: PRESSURE SWITCHES OF EACH TYPE (FOR HYDRAULIC-SPRING OPERATED MECHANISM, IF APPLICABLE)-220kV GIS CIRCUIT BREAKER | item110 | 1 | SET |  |  |  | Excess(+) | 1 | Full Conversion | INR |  |  | 0 | [5 empty] | 0 | [31 empty] | 0 | 0 | #VALUE!
5.35 | SPARE-GIS: PRESSURE GAUGE WITH COUPLING DEVICE OF EACH TYPE (FOR HYDRAULIC-SPRINGOPERATED MECHANISM, IF APPLICABLE)-220kV GIS CIRCUIT BREKAER | item111 | 1 | SET |  |  |  | Excess(+) | 1 | Full Conversion | INR |  |  | 0 | [5 empty] | 0 | [31 empty] | 0 | 0 | #VALUE!
5.36 | SPARE-GIS: 220kV GIS- Three phase of 1600A disconnector switch including maincircuit, enclosure, driving mechanismand support insulator etc., complete in all respect | item112 | 4 | SET |  |  |  | Excess(+) | 1 | Full Conversion | INR |  |  | 0 | [5 empty] | 0 | [31 empty] | 0 | 0 | #VALUE!
5.37 | SPARE-GIS: 220kV GIS- Three phase of 3000A disconnector switch including maincircuit, enclosure, driving mechanismand support insulator etc., complete in all respect | item113 | 2 | SET |  |  |  | Excess(+) | 1 | Full Conversion | INR |  |  | 0 | [5 empty] | 0 | [31 empty] | 0 | 0 | #VALUE!
5.38 | SPARE-GIS: 220kV GIS- THREE PHASE MAINTENANCE EARTHING SWITCH INCLUDING MAINCIRCUIT, ENCLOSURE, DRIVING MECHANISM AND SUPPORT INSULATOR ETC.,COMPLETE IN ALL RESPECT | item114 | 1 | SET |  |  |  | Excess(+) | 1 | Full Conversion | INR |  |  | 0 | [5 empty] | 0 | [31 empty] | 0 | 0 | #VALUE!
5.39 | SPARE-GIS: OPEN/CLOSE CONTACTOR ASSEMBLY, TIMERS, KEY INTERLOCK, INTERLOCKINGCOILS, RELAYS, PUSH BUTTONS, INDICATING LAMPS, POWER CONTACTORS,RESISTORS, FUSES, MCBS & DRIVE CONTROL CARDS ETC. (AS APPLICABLE) ONEOF EACH TYPE FOR ONE COMPLETE MOM BOX FOR 220kV GIS DISCONNECTOR SWITCH | item115 | 1 | SET |  |  |  | Excess(+) | 1 | Full Conversion | INR |  |  | 0 | [5 empty] | 0 | [31 empty] | 0 | 0 | #VALUE!
5.4 | SPARE-GIS: OPEN/CLOSE CONTACTOR ASSEMBLY, TIMERS, KEY INTERLOCK, INTERLOCKINGCOILS, RELAYS, PUSH BUTTONS, INDICATING LAMPS, POWER CONTACTORS,RESISTORS, FUSES, MCBS & DRIVE CONTROL CARDS ETC. (AS APPLICABLE) ONEOF EACH TYPE FOR ONE COMPLETE MOM BOX FOR 220kV GIS MAINTENANCE EARTH SWITCH | item116 | 1 | SET |  |  |  | Excess(+) | 1 | Full Conversion | INR |  |  | 0 | [5 empty] | 0 | [31 empty] | 0 | 0 | #VALUE!
5.41 | SPARE-GIS: LIMIT SWITCHES AND AUX. SWITCHES FOR ONE COMPLETE MOM BOX FOR DISCONNECTOR-220kV GIS | item117 | 2 | SET |  |  |  | Excess(+) | 1 | Full Conversion | INR |  |  | 0 | [5 empty] | 0 | [31 empty] | 0 | 0 | #VALUE!
5.42 | SPARE-GIS: LIMIT SWITCHES AND AUX. SWITCHES FOR ONE COMPLETE MOM BOX FOR MAINTENANCE EARTHING SWITCH-220kV GIS | item118 | 2 | SET |  |  |  | Excess(+) | 1 | Full Conversion | INR |  |  | 0 | [5 empty] | 0 | [31 empty] | 0 | 0 | #VALUE!
5.43 | SPARE-GIS: DRIVE MECHANISM FOR 220kV GIS DISCONNECTOR SWITCH | item119 | 1 | SET |  |  |  | Excess(+) | 1 | Full Conversion | INR |  |  | 0 | [5 empty] | 0 | [31 empty] | 0 | 0 | #VALUE!
5.44 | SPARE-GIS: DRIVE MECHANISM FOR 220kV GIS MAINTENANCE EARTH SWITCH | item120 | 1 | SET |  |  |  | Excess(+) | 1 | Full Conversion | INR |  |  | 0 | [5 empty] | 0 | [31 empty] | 0 | 0 | #VALUE!
5.45 | SPARE-GIS: MOTOR FOR DRIVE MECHANISM FOR 220kV GIS DISCONNECTOR SWITCH | item121 | 1 | SET |  |  |  | Excess(+) | 1 | Full Conversion | INR |  |  | 0 | [5 empty] | 0 | [31 empty] | 0 | 0 | #VALUE!
5.46 | SPARE-GIS: MOTOR FOR DRIVE MECHANISM FOR 220kVGIS MAINTENANCE EARTH SWITCH | item122 | 1 | SET |  |  |  | Excess(+) | 1 | Full Conversion | INR |  |  | 0 | [5 empty] | 0 | [31 empty] | 0 | 0 | #VALUE!
5.47 | SPARE-GIS: 220kV GIS- SINGLE PHASE VT WITH ASSOCIATED ENCLOSURE COMPLETE IN ALL RESPECT | item123 | 1 | SET |  |  |  | Excess(+) | 1 | Full Conversion | INR |  |  | 0 | [5 empty] | 0 | [31 empty] | 0 | 0 | #VALUE!
5.48 | SPARE-GIS: 220kV GIS- SINGLE PHASE OF CURRENT TRANSFORMER (5 CORES) WITH ASSOCIATED ENCLOSURE AND PRIMARY CONDUCTOR COMPLETE IN ALL RESPECT | item124 | 2 | SET |  |  |  | Excess(+) | 1 | Full Conversion | INR |  |  | 0 | [5 empty] | 0 | [31 empty] | 0 | 0 | #VALUE!
6.01 | SUPPLY- GIS : 400kV, 63kA FOR 1S, REFERENCE UNIT PRICE FOR ADDITION / DELETION OF SUPPLY ITEMS (Unit Prices of Individual Equipment included here or in manadatory spares are required for any Addition/Deletion of Equipment and replacement of damaged items. Vendor to ensure that the unit prices have a logical relationship with prices of assemblies in main items. Quoting for unit prices is mandatory and shall be considered for evaluation) (For item sl. No. 6.01-6.06): SUPPLY- GIS : 400kV, SINGLE PHASE BUS BAR | item125 | 1 | MTR |  |  |  | Excess(+) | 1 | Full Conversion | INR |  |  | 0 | [5 empty] | 0 | [31 empty] | 0 | 0 | #VALUE!
6.02 | SUPPLY- GIS : 400kV, GIS METALLIC ENCLOSURE | item126 | 50 | KG |  |  |  | Excess(+) | 1 | Full Conversion | INR |  |  | 0 | [5 empty] | 0 | [31 empty] | 0 | 0 | #VALUE!
6.03 | SUPPLY- GIS : 400kV, EXPANSION BELLOWS/ JOINTS | item127 | 1 | SET |  |  |  | Excess(+) | 1 | Full Conversion | INR |  |  | 0 | [5 empty] | 0 | [31 empty] | 0 | 0 | #VALUE!
6.04 | SUPPLY- GIS : 400kV, TEE BEND | item128 | 1 | SET |  |  |  | Excess(+) | 1 | Full Conversion | INR |  |  | 0 | [5 empty] | 0 | [31 empty] | 0 | 0 | #VALUE!
6.05 | SUPPLY- GIS : 400kV, ANGLE BEND | item129 | 1 | SET |  |  |  | Excess(+) | 1 | Full Conversion | INR |  |  | 0 | [5 empty] | 0 | [31 empty] | 0 | 0 | #VALUE!
6.06 | SUPPLY- GIS : 400kV, L-BEND | item130 | 1 | SET |  |  |  | Excess(+) | 1 | Full Conversion | INR |  |  | 0 | [5 empty] | 0 | [31 empty] | 0 | 0 | #VALUE!
7.01 | SPARES- GIS : 220kV, 50kA FOR 1S, REFERENCE UNIT PRICE FOR ADDITION / DELETION OF SUPPLY ITEMS (Unit Prices of Individual Equipment included here or in manadatory spares are required for any Addition/Deletion of Equipment and replacement of damaged items. Vendor to ensure that the unit prices have a logical relationship with prices of assemblies in main items. Quoting for unit prices is mandatory and shall be considered for evaluation) (For item sl. No. 7.01-7.05): SUPPLY- GIS : 220kV, SINGLE PHASE BUS BAR | item131 | 1 | MTR |  |  |  | Excess(+) | 1 | Full Conversion | INR |  |  | 0 | [5 empty] | 0 | [31 empty] | 0 | 0 | #VALUE!
7.02 | SUPPLY- GIS : 220kV, GIS METALLIC ENCLOSURE | item132 | 50 | KG |  |  |  | Excess(+) | 1 | Full Conversion | INR |  |  | 0 | [5 empty] | 0 | [31 empty] | 0 | 0 | #VALUE!
7.03 | SUPPLY- GIS : 220kV, EXPANSION BELLOWS/ JOINTS | item133 | 1 | SET |  |  |  | Excess(+) | 1 | Full Conversion | INR |  |  | 0 | [5 empty] | 0 | [31 empty] | 0 | 0 | #VALUE!
7.04 | SUPPLY- GIS : 220kV, TEE BEND | item134 | 1 | SET |  |  |  | Excess(+) | 1 | Full Conversion | INR |  |  | 0 | [5 empty] | 0 | [31 empty] | 0 | 0 | #VALUE!
7.05 | SUPPLY- GIS : 220kV, ANGLE BEND | item135 | 1 | SET |  |  |  | Excess(+) | 1 | Full Conversion | INR |  |  | 0 | [5 empty] | 0 | [31 empty] | 0 | 0 | #VALUE!
7.06 | SUPPLY- GIS : 220kV, L-BEND | item136 | 1 | SET |  |  |  | Excess(+) | 1 | Full Conversion | INR |  |  | 0 | [5 empty] | 0 | [31 empty] | 0 | 0 | #VALUE!
8.01 | SERVICES- GIS : 400kV, 63kA FOR 1S, GAS INSULATED SWITCHGEAR (GIS) AS PER TS (For item sl. No. 8.01-8.08): SERVICES- GIS : 400kV, SUPERVISION OF ERECTION OF GIS | item137 | 10 | bays |  |  |  | Excess(+) | 1 | Full Conversion | INR |  |  | 0 | [5 empty] | 0 | [31 empty] | 0 | 0 | #VALUE!
8.02 | SERVICES- GIS : 400kV, SUPERVISION OF ERECTION OF GAS INSULATED BUS DUCT | item138 | 300 | MTR |  |  |  | Excess(+) | 1 | Full Conversion | INR |  |  | 0 | [5 empty] | 0 | [31 empty] | 0 | 0 | #VALUE!
8.03 | SERVICES- GIS : 400kV, SUPERVISION OF ERECTION OF SF6 TO AIR BUSHING | item139 | 17 | SET |  |  |  | Excess(+) | 1 | Full Conversion | INR |  |  | 0 | [5 empty] | 0 | [31 empty] | 0 | 0 | #VALUE!
8.04 | SERVICES- GIS : 400kV, TESTING & COMMISSIONING OF GIS | item140 | 10 | bays |  |  |  | Excess(+) | 1 | Full Conversion | INR |  |  | 0 | [5 empty] | 0 | [31 empty] | 0 | 0 | #VALUE!
8.05 | SERVICES- GIS : 400kV, TESTING & COMMISSIONING OF GAS INSULATED BUS DUCT | item141 | 300 | MTR |  |  |  | Excess(+) | 1 | Full Conversion | INR |  |  | 0 | [5 empty] | 0 | [31 empty] | 0 | 0 | #VALUE!
8.06 | SERVICES- GIS : 400kV, TESTING & COMMISSIONING OF SF6 TO AIR BUSHING | item142 | 17 | SET |  |  |  | Excess(+) | 1 | Full Conversion | INR |  |  | 0 | [5 empty] | 0 | [31 empty] | 0 | 0 | #VALUE!
8.07 | SERVICES- GIS : 400kV, FINAL SUCCESSFUL HV/ POWER FREQUENCY TESTING OF GIS INCLUDING ARRANGING OF HV TEST KIT ALONG WITH OPERATOR | item143 | 10 | bays |  |  |  | Excess(+) | 1 | Full Conversion | INR |  |  | 0 | [5 empty] | 0 | [31 empty] | 0 | 0 | #VALUE!
8.08 | SERVICES- GIS : INSULATION CO-ORDINATION STUDIES FOR GIS SYSTEM | item144 | 1 | LOT |  |  |  | Excess(+) | 1 | Full Conversion | INR |  |  | 0 | [5 empty] | 0 | [31 empty] | 0 | 0 | #VALUE!
9.01 | SERVICES- GIS : 220kV, 50kA FOR 1S, GAS INSULATED SWITCHGEAR (GIS) AS PER TS (For item sl. No. 9.01-9.07): SERVICES- GIS : 220kV, SUPERVISION OF ERECTION OF GIS | item145 | 3 | bays |  |  |  | Excess(+) | 1 | Full Conversion | INR |  |  | 0 | [5 empty] | 0 | [31 empty] | 0 | 0 | #VALUE!
9.02 | SERVICES- GIS : 220kV, SUPERVISION OF ERECTION OF GAS INSULATED BUS DUCT | item146 | 600 | MTR |  |  |  | Excess(+) | 1 | Full Conversion | INR |  |  | 0 | [5 empty] | 0 | [31 empty] | 0 | 0 | #VALUE!
9.03 | SERVICES- GIS : 220kV, SUPERVISION OF ERECTION OF SF6 TO AIR BUSHING | item147 | 7 | SET |  |  |  | Excess(+) | 1 | Full Conversion | INR |  |  | 0 | [5 empty] | 0 | [31 empty] | 0 | 0 | #VALUE!
9.04 | SERVICES- GIS : 220kV, TESTING & COMMISSIONING OF GIS | item148 | 3 | bays |  |  |  | Excess(+) | 1 | Full Conversion | INR |  |  | 0 | [5 empty] | 0 | [31 empty] | 0 | 0 | #VALUE!
9.05 | SERVICES- GIS : 220kV, TESTING & COMMISSIONING OF GAS INSULATED BUS DUCT | item149 | 600 | MTR |  |  |  | Excess(+) | 1 | Full Conversion | INR |  |  | 0 | [5 empty] | 0 | [31 empty] | 0 | 0 | #VALUE!
9.06 | SERVICES- GIS : 220kV, TESTING & COMMISSIONING OF SF6 TO AIR BUSHING | item150 | 7 | SET |  |  |  | Excess(+) | 1 | Full Conversion | INR |  |  | 0 | [5 empty] | 0 | [31 empty] | 0 | 0 | #VALUE!
9.07 | SERVICES- GIS : 220kV, FINAL SUCCESSFUL HV/ POWER FREQUENCY TESTING OF GIS INCLUDING ARRANGING OF HV TEST KIT ALONG WITH OPERATOR | item151 | 3 | bays |  |  |  | Excess(+) | 1 | Full Conversion | INR |  |  | 0 | [5 empty] | 0 | [31 empty] | 0 | 0 | #VALUE!
10.01 | SERVICES- GIS : 400kV, 63kA FOR 1S, REFERENCE UNIT PRICE FOR ADDITION / DELETION OF SERVICES SERVICES- GIS : REFERENCE UNIT PRICE FOR ADDITION / DELETION OF SERVICES (Unit Prices of Individual services included here are required for any Addition/Deletion of Equipment and replacement of damaged items. Vendor to ensure that the unit prices have a logical relationship with prices of assemblies in main items. Quoting for unit prices is mandatory and shall be considered for evaluation) (For item sl. No. 10.01-10.05): SERVICES- GIS : 400kV, REF. UNIT PRICE OF GIS INDIVIDUAL ITEM/ EQUIPMENT - SERVICES FOR SUPERVISION OF ERECTION OF GIS | item152 | 10 | MANDAY |  |  |  | Excess(+) | 1 | Full Conversion | INR |  |  | 0 | [5 empty] | 0 | [31 empty] | 0 | 0 | #VALUE!
10.02 | SERVICES- GIS : 400kV, REF. UNIT PRICE OF GIS INDIVIDUAL ITEM/ EQUIPMENT - SERVICES FOR TESTING & COMMISSIONING OF GIS | item153 | 10 | MANDAY |  |  |  | Excess(+) | 1 | Full Conversion | INR |  |  | 0 | [5 empty] | 0 | [31 empty] | 0 | 0 | #VALUE!
10.03 | SERVICES- GIS : 400kV, DEMOBILIZATION AND REMOBILIZATION CHARGES FOR GIS ERECTION SUPERVISION TEAM | item154 | 2 | SET |  |  |  | Excess(+) | 1 | Full Conversion | INR |  |  | 0 | [5 empty] | 0 | [31 empty] | 0 | 0 | #VALUE!
10.04 | SERVICES- GIS : 400kV, DEMOBILIZATION AND REMOBILIZATION CHARGES FOR GIS TESTING & COMMISSIONING TEAM | item155 | 2 | SET |  |  |  | Excess(+) | 1 | Full Conversion | INR |  |  | 0 | [5 empty] | 0 | [31 empty] | 0 | 0 | #VALUE!
10.05 | SERVICES- GIS : 400kV, DEMOBILIZATION & REMOBILIZATION CHARGES OF HV TEST KIT ALONG WITH OPERATOR | item156 | 1 | LOT |  |  |  | Excess(+) | 1 | Full Conversion | INR |  |  | 0 | [5 empty] | 0 | [31 empty] | 0 | 0 | #VALUE!
11.01 | SERVICES- GIS : 220kV, 50kA FOR 1S, REFERENCE UNIT PRICE FOR ADDITION / DELETION OF SERVICES SERVICES- GIS : REFERENCE UNIT PRICE FOR ADDITION / DELETION OF SERVICES (Unit Prices of Individual services included here are required for any Addition/Deletion of Equipment and replacement of damaged items. Vendor to ensure that the unit prices have a logical relationship with prices of assemblies in main items. Quoting for unit prices is mandatory and shall be considered for evaluation) (For item sl. No. 11.01-11.05): SERVICES- GIS : 220kV, REF. UNIT PRICE OF GIS INDIVIDUAL ITEM/ EQUIPMENT - SERVICES FOR TESTING & COMMISSIONING OF GIS | item157 | 10 | MANDAY |  |  |  | Excess(+) | 1 | Full Conversion | INR |  |  | 0 | [5 empty] | 0 | [31 empty] | 0 | 0 | #VALUE!
11.02 | SERVICES- GIS : 220kV, REF. UNIT PRICE OF GIS INDIVIDUAL ITEM/ EQUIPMENT - SERVICES FOR TESTING & COMMISSIONING OF GIS | item158 | 10 | MANDAY |  |  |  | Excess(+) | 1 | Full Conversion | INR |  |  | 0 | [5 empty] | 0 | [31 empty] | 0 | 0 | #VALUE!
11.03 | SERVICES- GIS : 220kV, DEMOBILIZATION AND REMOBILIZATION CHARGES FOR GIS ERECTION SUPERVISION TEAM | item159 | 2 | SET |  |  |  | Excess(+) | 1 | Full Conversion | INR |  |  | 0 | [5 empty] | 0 | [31 empty] | 0 | 0 | #VALUE!
11.04 | SERVICES- GIS : 220kV, DEMOBILIZATION AND REMOBILIZATION CHARGES FOR GIS TESTING & COMMISSIONING TEAM | item160 | 2 | SET |  |  |  | Excess(+) | 1 | Full Conversion | INR |  |  | 0 | [5 empty] | 0 | [31 empty] | 0 | 0 | #VALUE!
11.05 | SERVICES- GIS : 220kV, DEMOBILIZATION & REMOBILIZATION CHARGES OF HV TEST KIT ALONG WITH OPERATOR | item161 | 1 | LOT |  |  |  | Excess(+) | 1 | Full Conversion | INR |  |  | 0 | [5 empty] | 0 | [31 empty] | 0 | 0 | #VALUE!
12.01 | For Wangtoo SUPPLY- GIS : 400kV, 63KA FOR 1S, GAS INSULATED SWITCHGEAR (GIS) AS PER TS (For item sl. No. 12.01-12.06): SUPPLY GIS: 420KV, 6300A,63kA GIS BUSBAR MODULE EXTENSION | item162 | 2 | SET |  |  |  | Excess(+) | 1 | Full Conversion | INR |  |  | 0 | [5 empty] | 0 | [31 empty] | 0 | 0 | #VALUE!
12.02 | SUPPLY GIS: 420kV, 4000A,63kA, Single phase SF6 Gas Insulated Bus Duct (GIB) outside GIS Hall alongwith associated support structure | item163 | 2800 | M |  |  |  | Excess(+) | 1 | Full Conversion | INR |  |  | 0 | [5 empty] | 0 | [31 empty] | 0 | 0 | #VALUE!
12.03 | SUPPLY GIS: 420KV, 4000A, 63kA SF6 TO AIR BUSHING | item164 | 12 | SET |  |  |  | Excess(+) | 1 | Full Conversion | INR |  |  | 0 | [5 empty] | 0 | [31 empty] | 0 | 0 | #VALUE!
12.04 | SUPPLY GIS BAY: 420kV, 4000 A, 63 kA, SF6 GIS Line feeder bay module (without PIR) as per Section-Project, Technical specification | item165 | 4 | SET |  |  |  | Excess(+) | 1 | Full Conversion | INR |  |  | 0 | [5 empty] | 0 | [31 empty] | 0 | 0 | #VALUE!
12.05 | SUPPLY GIS BAY: 420kV, 4000 A, 63 kA, SF6 GIS Tie bay module (without PIR) as per Section-Project, Technical specification | item166 | 2 | SET |  |  |  | Excess(+) | 1 | Full Conversion | INR |  |  | 0 | [5 empty] | 0 | [31 empty] | 0 | 0 | #VALUE!
12.06 | SUPPLY GIS: 420kV,6300A, 63kA, 3-PHASE GIS EXTENSION PIECE (INTERFACE) MODULE SUITABLE FOR EXTENDING EXISTING GE MAKE GIS BUS BAR/DUCT AS PER TECHNICAL SPECIFICATION | item167 | 2 | SET |  |  |  | Excess(+) | 1 | Full Conversion | INR |  |  | 0 | [5 empty] | 0 | [31 empty] | 0 | 0 | #VALUE!
13.01 | SUPPLY- GIS : 400KV, SPECIAL TOOLS, TACKLES AND T&M EQUIPMENTS AS PER TS (For item sl. No. 13.01-13.04): SUPPLY GIS: SF6 Gas Leakage Detector | item168 | 1 | SET |  |  |  | Excess(+) | 1 | Full Conversion | INR |  |  | 0 | [5 empty] | 0 | [31 empty] | 0 | 0 | #VALUE!
13.02 | SUPPLY GIS: SF6 GAS ANALYZER | item169 | 1 | SET |  |  |  | Excess(+) | 1 | Full Conversion | INR |  |  | 0 | [5 empty] | 0 | [31 empty] | 0 | 0 | #VALUE!
13.03 | SUPPLY GIS: Portable Partial Discharge measurement test kit with all necessary accessories,Industrial Grade Laptop and licensed software as per Technical specification. | item170 | 1 | SET |  |  |  | Excess(+) | 1 | Full Conversion | INR |  |  | 0 | [5 empty] | 0 | [31 empty] | 0 | 0 | #VALUE!
13.04 | SUPPLY GIS: SF6 Gas processing Unit for 400kV GIS station | item171 | 1 | SET |  |  |  | Excess(+) | 1 | Full Conversion | INR |  |  | 0 | [5 empty] | 0 | [31 empty] | 0 | 0 | #VALUE!
14.01 | SPARES- GIS : 400kV, 63KA FOR 1S, MANDATORY SPARES AS PER TS (For item sl. No. 14.01-14.52): SPARES- GIS : 400kV GIS-SF6 GAS PRESSURE RELIEF DEVICE ASSEMBLY OF EACH TYPE | item172 | 1 | SET |  |  |  | Excess(+) | 1 | Full Conversion | INR |  |  | 0 | [5 empty] | 0 | [31 empty] | 0 | 0 | #VALUE!
14.02 | SPARES- GIS : SF6 PRESSURE GAUGE CUM SWITCH /DENSITY MONITORS AND PRESSURE SWITCH AS APPLICABLE, OF EACH TYPE-400kV GIS | item173 | 2 | SET |  |  |  | Excess(+) | 1 | Full Conversion | INR |  |  | 0 | [5 empty] | 0 | [31 empty] | 0 | 0 | #VALUE!
14.03 | SPARES- GIS : COUPLING DEVICE FOR PRESSURE GAUGE CUM SWITCH FOR CONNECTING GAS HANDLING PLANT OF EACH TYPE-400kV GIS | item174 | 1 | SET |  |  |  | Excess(+) | 1 | Full Conversion | INR |  |  | 0 | [5 empty] | 0 | [31 empty] | 0 | 0 | #VALUE!
14.04 | SPARES- GIS : RUBBER GASKETS, ’O' RINGS AND SEALS FOR SF6 GAS FOR GISENCLOSURE OF EACH TYPE-400kV GIS | item175 | 2 | SET |  |  |  | Excess(+) | 1 | Full Conversion | INR |  |  | 0 | [5 empty] | 0 | [31 empty] | 0 | 0 | #VALUE!
14.05 | SPARES- GIS : 400kV GIS-MOLECULAR FILTER FOR SF6 GAS WITH FILTER BAGS (5 % OF TOTAL WEIGHT) | item176 | 1 | SET |  |  |  | Excess(+) | 1 | Full Conversion | INR |  |  | 0 | [5 empty] | 0 | [31 empty] | 0 | 0 | #VALUE!
14.06 | SPARES- GIS : CONTROL VALVES FOR SF6 GAS OF EACH TYPE-400kV GIS | item177 | 2 | SET |  |  |  | Excess(+) | 1 | Full Conversion | INR |  |  | 0 | [5 empty] | 0 | [31 empty] | 0 | 0 | #VALUE!
14.07 | SPARES- GIS : 400kV GIS-SF6 GAS (5 % OF TOTAL GAS QUANTITY) | item178 | 1 | LOT |  |  |  | Excess(+) | 1 | Full Conversion | INR |  |  | 0 | [5 empty] | 0 | [31 empty] | 0 | 0 | #VALUE!
14.08 | SPARES- GIS : LOCKING DEVICE TO KEEP THE DIS-CONNECTORS (ISOLATORS) AND EARTHING/FAST EARTHING SWITCHES IN CLOSE OR OPEN POSITION IN CASE OF REMOVAL OF THE DRIVING MECHANISM-400kV GIS | item179 | 2 | SET |  |  |  | Excess(+) | 1 | Full Conversion | INR |  |  | 0 | [5 empty] | 0 | [31 empty] | 0 | 0 | #VALUE!
14.09 | SPARES- GIS : UHF PD SENSORS OF EACH TYPE ALONG WITH BNC CONNECTOR FOR 420KV GIS | item180 | 3 | SET |  |  |  | Excess(+) | 1 | Full Conversion | INR |  |  | 0 | [5 empty] | 0 | [31 empty] | 0 | 0 | #VALUE!
14.1 | SPARES- GIS : 400kV GIS-SUPPORT INSULATORS (GAS THROUGH) OF EACH TYPE (COMPLETE WITH METAL RING ETC.) ALONG WITH ASSOCIATED CONTACTS AND SHIELDS | item181 | 3 | SET |  |  |  | Excess(+) | 1 | Full Conversion | INR |  |  | 0 | [5 empty] | 0 | [31 empty] | 0 | 0 | #VALUE!
14.11 | SPARES- GIS : 400kV GIS-GAS BARRIERS OF EACH TYPE (COMPLETE WITH METAL RING ETC.) ALONG WITH ASSOCIATED CONTACTS AND SHIELDS | item182 | 3 | SET |  |  |  | Excess(+) | 1 | Full Conversion | INR |  |  | 0 | [5 empty] | 0 | [31 empty] | 0 | 0 | #VALUE!
14.12 | SPARES- GIS : 400kV GIS- 4000A SF6 TO AIR BUSHING COMPLETE IN ALL RESPECT | item183 | 1 | SET |  |  |  | Excess(+) | 1 | Full Conversion | INR |  |  | 0 | [5 empty] | 0 | [31 empty] | 0 | 0 | #VALUE!
14.13 | SPARES- GIS : LCC SPARES - AUX. RELAYS, CONTACTORS,PUSH BUTTONS, SWITCHES,LAMPS,ANNUNCIATION WINDOWS, MCB, FUSES,TIMERS, TERMINAL BLOCKS ETC. OF EACHTYPE & RATING-400kV GIS | item184 | 1 | SET |  |  |  | Excess(+) | 1 | Full Conversion | INR |  |  | 0 | [5 empty] | 0 | [31 empty] | 0 | 0 | #VALUE!
14.14 | SPARES- GIS : 400kV GIS-ONE POLE OF 4000A CIRCUIT BREAKER WITHOUT PIR WITH INTERRUPTER, MAIN CIRCUIT, ENCLOSURE AND OPERATING MECHANISM COMPLETEIN ALL RESPECT | item185 | 1 | SET |  |  |  | Excess(+) | 1 | Full Conversion | INR |  |  | 0 | [5 empty] | 0 | [31 empty] | 0 | 0 | #VALUE!
14.15 | SPARES- GIS : 400kV GIS-ONE POLE OF 4000A CIRCUIT BREAKER WITH PIR WITH INTERRUPTER,MAIN CIRCUIT, ENCLOSURE AND OPERATING MECHANISM COMPLETE IN ALLRESPECT | item186 | 1 | SET |  |  |  | Excess(+) | 1 | Full Conversion | INR |  |  | 0 | [5 empty] | 0 | [31 empty] | 0 | 0 | #VALUE!
14.16 | SPARES- GIS : Trip coil assembly with resistor for 420kV GIS Circuit Breaker (as applicable) | item187 | 3 | SET |  |  |  | Excess(+) | 1 | Full Conversion | INR |  |  | 0 | [5 empty] | 0 | [31 empty] | 0 | 0 | #VALUE!
14.17 | SPARES- GIS : Closing coil assembly with resistor for 420kV GIS Circuit Breaker (as applicable) | item188 | 3 | SET |  |  |  | Excess(+) | 1 | Full Conversion | INR |  |  | 0 | [5 empty] | 0 | [31 empty] | 0 | 0 | #VALUE!
14.18 | SPARES- GIS : RELAYS, POWER CONTACTORS, PUSH BUTTONS, TIMERS & MCBS ETC. (AS APPLICABLE) OF EACH TYPE FOR 400kV GIS CIRCUIT BREAKER | item189 | 1 | SET |  |  |  | Excess(+) | 1 | Full Conversion | INR |  |  | 0 | [5 empty] | 0 | [31 empty] | 0 | 0 | #VALUE!
14.19 | SPARES- GIS : Auxiliary switch assembly of each type for 420kV GIS Circuit Breaker | item190 | 3 | SET |  |  |  | Excess(+) | 1 | Full Conversion | INR |  |  | 0 | [5 empty] | 0 | [31 empty] | 0 | 0 | #VALUE!
14.2 | SPARES- GIS : 400kV GIS CIRCUIT BREAKER-OPERATION COUNTER | item191 | 3 | SET |  |  |  | Excess(+) | 1 | Full Conversion | INR |  |  | 0 | [5 empty] | 0 | [31 empty] | 0 | 0 | #VALUE!
14.21 | SPARES- GIS : 400kV GIS CIRCUIT BREAKER-HYDRAULIC OPERATING MECHANISM WITH DRIVE MOTOR (FOR HYDRAULIC OPERATED MECHANISM, IF APPLICABLE) | item192 | 1 | SET |  |  |  | Excess(+) | 1 | Full Conversion | INR |  |  | 0 | [5 empty] | 0 | [31 empty] | 0 | 0 | #VALUE!
14.22 | SPARES- GIS : HYDRAULIC FILTER OF EACH TYPE (FOR HYDRAULIC OPERATED MECHANISM, IFPPLICABLE)-400kV GIS CIRCUIT BREKAER | item193 | 1 | SET |  |  |  | Excess(+) | 1 | Full Conversion | INR |  |  | 0 | [5 empty] | 0 | [31 empty] | 0 | 0 | #VALUE!
14.23 | SPARES- GIS : 400kV GIS CIRCUIT BREAKER- HOSE PIPE OF EACH TYPE (AS APPLICABLE) (FOR HYDRAULIC OPERATED MECHANISM, IF APPLICABLE) | item194 | 1 | SET |  |  |  | Excess(+) | 1 | Full Conversion | INR |  |  | 0 | [5 empty] | 0 | [31 empty] | 0 | 0 | #VALUE!
14.24 | SPARES- GIS : 400kV GIS CIRCUIT BREAKER - N2 ACCUMULATOR (FOR HYDRAULIC OPERATED MECHANISM, IF APPLICABLE) | item195 | 1 | SET |  |  |  | Excess(+) | 1 | Full Conversion | INR |  |  | 0 | [5 empty] | 0 | [31 empty] | 0 | 0 | #VALUE!
14.25 | SPARES- GIS : VALVES OF EACH TYPE (FOR HYDRAULIC OPERATED MECHANISM, IFAPPLICABLE)-400kV GIS CIRCUIT BREKAER | item196 | 1 | SET |  |  |  | Excess(+) | 1 | Full Conversion | INR |  |  | 0 | [5 empty] | 0 | [31 empty] | 0 | 0 | #VALUE!
14.26 | SPARES- GIS : PIPE LENGTH (COPPER & STEEL) OF EACH SIZE & TYPE (FOR HYDRAULIC OPERATED MECHANISM, IF APPLICABLE)-400kV GIS CIRCUIT BREKAER | item197 | 1 | SET |  |  |  | Excess(+) | 1 | Full Conversion | INR |  |  | 0 | [5 empty] | 0 | [31 empty] | 0 | 0 | #VALUE!
14.27 | SPARES- GIS : PRESSURE SWITCHES OF EACH TYPE (FOR HYDRAULIC OPERATED MECHANISM, IFAPPLICABLE)-400kV GIS CIRCUIT BREKAER | item198 | 1 | SET |  |  |  | Excess(+) | 1 | Full Conversion | INR |  |  | 0 | [5 empty] | 0 | [31 empty] | 0 | 0 | #VALUE!
14.28 | SPARES- GIS : PRESSURE GAUGE WITH COUPLING DEVICE OF EACH TYPE (FOR HYDRAULIC OPERATED MECHANISM, IF APPLICABLE)-400kV GIS CIRCUIT BREKAER | item199 | 1 | SET |  |  |  | Excess(+) | 1 | Full Conversion | INR |  |  | 0 | [5 empty] | 0 | [31 empty] | 0 | 0 | #VALUE!
14.29 | SPARES- GIS : 400kV GIS CIRCUIT BREAKER-HYDRAULIC OIL (5% OF TOTAL OIL QUANTITY)(FOR HYDRAULIC OPERATED MECHANISM, IF APPLICABLE) | item200 | 1 | SET |  |  |  | Excess(+) | 1 | Full Conversion | INR |  |  | 0 | [5 empty] | 0 | [31 empty] | 0 | 0 | #VALUE!
14.3 | SPARES- GIS : PRESSURE RELIEF DEVICE OF EACH TYPE (FOR HYDRAULIC OPERATED MECHANISM,IF APPLICABLE)-400kV GIS CIRCUIT BREKAER | item201 | 1 | SET |  |  |  | Excess(+) | 1 | Full Conversion | INR |  |  | 0 | [5 empty] | 0 | [31 empty] | 0 | 0 | #VALUE!
14.31 | SPARES- GIS : 400kV GIS CIRCUIT BREAKER-COMPLETE SPRING OPERATING MECHANISM INCLUDING CHARGING MECHANISM ETC. (FOR SPRING OPERATED MECHANISM, IFAPPLICABLE) | item202 | 1 | SET |  |  |  | Excess(+) | 1 | Full Conversion | INR |  |  | 0 | [5 empty] | 0 | [31 empty] | 0 | 0 | #VALUE!
14.32 | SPARES- GIS : 400kV GIS CIRCUIT BREAKER- COMPLETE HYDRAULIC-SPRING OPERATING MECHANISM INCLUDING CHARGING MECHANISM ETC. (FOR HYDRAULIC-SPRING OPERATED MECHANISM, IF APPLICABLE) | item203 | 1 | SET |  |  |  | Excess(+) | 1 | Full Conversion | INR |  |  | 0 | [5 empty] | 0 | [31 empty] | 0 | 0 | #VALUE!
14.33 | SPARES- GIS : PRESSURE SWITCHES OF EACH TYPE FOR420KV GIS CIRCUIT BREAKER (For Hydraulic-Spring Operated Mechanism, if applicable) | item204 | 1 | SET |  |  |  | Excess(+) | 1 | Full Conversion | INR |  |  | 0 | [5 empty] | 0 | [31 empty] | 0 | 0 | #VALUE!
14.34 | SPARES- GIS : PRESSURE GAUGE WITH COUPLING DEVICE OF EACH TYPE (FOR HYDRAULIC-SPRING OPERATED MECHANISM, IF APPLICABLE)-400kV GIS CIRCUIT BREKAER | item205 | 1 | SET |  |  |  | Excess(+) | 1 | Full Conversion | INR |  |  | 0 | [5 empty] | 0 | [31 empty] | 0 | 0 | #VALUE!
14.35 | SPARES- GIS : 400kV GIS- Single phase of 4000A disconnector switch including maincircuit, enclosure, driving mechanism and support insulator etc.,complete in all respect | item206 | 2 | SET |  |  |  | Excess(+) | 1 | Full Conversion | INR |  |  | 0 | [5 empty] | 0 | [31 empty] | 0 | 0 | #VALUE!
14.36 | SPARES- GIS : 400kV GIS- SINGLE PHASE MAINTENANCE EARTHING SWITCH INCLUDING MAINCIRCUIT, ENCLOSURE, DRIVING MECHANISM AND SUPPORT INSULATOR ETC.,COMPLETE IN ALL RESPECT | item207 | 1 | SET |  |  |  | Excess(+) | 1 | Full Conversion | INR |  |  | 0 | [5 empty] | 0 | [31 empty] | 0 | 0 | #VALUE!
14.37 | SPARES- GIS : 400kV GIS - SINGLE PHASE FAST EARTHING SWITCH INCLUDING MAIN CIRCUIT,ENCLOSURE, DRIVING MECHANISM AND SUPPORT INSULATOR ETC., COMPLETE INALL RESPECT | item208 | 1 | SET |  |  |  | Excess(+) | 1 | Full Conversion | INR |  |  | 0 | [5 empty] | 0 | [31 empty] | 0 | 0 | #VALUE!
14.38 | SPARES- GIS : OPEN/CLOSE CONTACTOR ASSEMBLY, TIMERS, KEY INTERLOCK, INTERLOCKINGCOILS, RELAYS, PUSH BUTTONS, INDICATING LAMPS, POWER CONTACTORS,RESISTORS, FUSES, MCBS & DRIVE CONTROL CARDS ETC. (AS APPLICABLE) ONE OF EACH TYPE FOR ONE COMPLETE MOM BOX FOR 400kV GIS DISCONNECTOR SWITCH | item209 | 1 | SET |  |  |  | Excess(+) | 1 | Full Conversion | INR |  |  | 0 | [5 empty] | 0 | [31 empty] | 0 | 0 | #VALUE!
14.39 | SPARES- GIS : OPEN/CLOSE CONTACTOR ASSEMBLY, TIMERS, KEY INTERLOCK, INTERLOCKINGCOILS, RELAYS, PUSH BUTTONS, INDICATING LAMPS, POWER CONTACTORS,RESISTORS, FUSES, MCBS & DRIVE CONTROL CARDS ETC. (AS APPLICABLE) ONE OF EACH TYPE FOR ONE COMPLETE MOM BOX FOR 400kV GIS MAINTENANCE EARTH SWITCH | item210 | 1 | SET |  |  |  | Excess(+) | 1 | Full Conversion | INR |  |  | 0 | [5 empty] | 0 | [31 empty] | 0 | 0 | #VALUE!
14.4 | SPARES- GIS : OPEN/CLOSE CONTACTOR ASSEMBLY, TIMERS, KEY INTERLOCK, INTERLOCKINGCOILS, RELAYS, PUSH BUTTONS, INDICATING LAMPS, POWER CONTACTORS,RESISTORS, FUSES, MCBS & DRIVE CONTROL CARDS ETC. (AS APPLICABLE) ONE OF EACH TYPE FOR ONE COMPLETE MOM BOX FOR 400kV GIS FAST EARTHING SWITCH | item211 | 1 | SET |  |  |  | Excess(+) | 1 | Full Conversion | INR |  |  | 0 | [5 empty] | 0 | [31 empty] | 0 | 0 | #VALUE!
14.41 | SPARES- GIS : LIMIT SWITCHES AND AUX. SWITCHES FOR ONE COMPLETE MOM BOX FOR DISCONNECTOR-400kV GIS | item212 | 1 | SET |  |  |  | Excess(+) | 1 | Full Conversion | INR |  |  | 0 | [5 empty] | 0 | [31 empty] | 0 | 0 | #VALUE!
14.42 | SPARES- GIS : LIMIT SWITCHES AND AUX. SWITCHES FOR ONE COMPLETE MOM BOX FOR MAINTENANCE EARTHING SWITCH-400kV GIS | item213 | 1 | SET |  |  |  | Excess(+) | 1 | Full Conversion | INR |  |  | 0 | [5 empty] | 0 | [31 empty] | 0 | 0 | #VALUE!
14.43 | SPARES- GIS : LIMIT SWITCHES AND AUX. SWITCHES FOR ONE COMPLETE MOM BOX FOR FAST EARTHING SWITCH (IF APPLICABLE)-400kV GIS | item214 | 1 | SET |  |  |  | Excess(+) | 1 | Full Conversion | INR |  |  | 0 | [5 empty] | 0 | [31 empty] | 0 | 0 | #VALUE!
14.44 | SPARES- GIS : DRIVE MECHANISM FOR 400kV GIS DISCONNECTOR SWITCH | item215 | 1 | SET |  |  |  | Excess(+) | 1 | Full Conversion | INR |  |  | 0 | [5 empty] | 0 | [31 empty] | 0 | 0 | #VALUE!
14.45 | SPARES- GIS : DRIVE MECHANISM FOR 400kV GIS MAINTENANCE EARTH SWITCH | item216 | 1 | SET |  |  |  | Excess(+) | 1 | Full Conversion | INR |  |  | 0 | [5 empty] | 0 | [31 empty] | 0 | 0 | #VALUE!
14.46 | SPARES- GIS : DRIVE MECHANISM FOR 400kV GIS FAST EARTHING SWITCH | item217 | 1 | SET |  |  |  | Excess(+) | 1 | Full Conversion | INR |  |  | 0 | [5 empty] | 0 | [31 empty] | 0 | 0 | #VALUE!
14.47 | SPARES- GIS : MOTOR FOR DRIVE MECHANISM FOR 400kV GIS DISCONNECTOR SWITCH | item218 | 1 | SET |  |  |  | Excess(+) | 1 | Full Conversion | INR |  |  | 0 | [5 empty] | 0 | [31 empty] | 0 | 0 | #VALUE!
14.48 | SPARES- GIS : MOTOR FOR DRIVE MECHANISM FOR 400kV GIS MAINTENANCE EARTH SWITCH | item219 | 1 | SET |  |  |  | Excess(+) | 1 | Full Conversion | INR |  |  | 0 | [5 empty] | 0 | [31 empty] | 0 | 0 | #VALUE!
14.49 | SPARES- GIS : MOTOR FOR DRIVE MECHANISM FOR 400kV GIS FAST EARTHING SWITCH | item220 | 1 | SET |  |  |  | Excess(+) | 1 | Full Conversion | INR |  |  | 0 | [5 empty] | 0 | [31 empty] | 0 | 0 | #VALUE!
14.5 | SPARES- GIS : 400kV GIS- SINGLE PHASE OF CURRENT TRANSFORMER (3 CORES, TYPE-CTA) WITH ASSOCIATED ENCLOSURE AND PRIMARY CONDUCTOR COMPLETE IN ALL RESPECT | item221 | 1 | SET |  |  |  | Excess(+) | 1 | Full Conversion | INR |  |  | 0 | [5 empty] | 0 | [31 empty] | 0 | 0 | #VALUE!
14.51 | SPARES- GIS : 400kV GIS- SINGLE PHASE OF CURRENT TRANSFORMER (2 CORES, TYPE-CTB) WITH ASSOCIATED ENCLOSURE AND PRIMARY CONDUCTOR COMPLETE IN ALL RESPECT | item222 | 1 | SET |  |  |  | Excess(+) | 1 | Full Conversion | INR |  |  | 0 | [5 empty] | 0 | [31 empty] | 0 | 0 | #VALUE!
14.52 | SPARES- GIS : 400kV GIS- SINGLE PHASE VT WITH ASSOCIATED ENCLOSURE COMPLETE IN ALLRESPECT | item223 | 1 | SET |  |  |  | Excess(+) | 1 | Full Conversion | INR |  |  | 0 | [5 empty] | 0 | [31 empty] | 0 | 0 | #VALUE!
15.01 | SUPPLY- GIS : 400kV, 63kA FOR 1S, REFERENCE UNIT PRICE FOR ADDITION / DELETION OF SUPPLY ITEMS (Unit Prices of Individual Equipment included here or in manadatory spares are required for any Addition/Deletion of Equipment and replacement of damaged items. Vendor to ensure that the unit prices have a logical relationship with prices of assemblies in main items. Quoting for unit prices is mandatory and shall be considered for evaluation) (For item sl. No. 15.01-15.06): SUPPLY- GIS : 400kV, SINGLE PHASE BUS BAR | item224 | 1 | MTR |  |  |  | Excess(+) | 1 | Full Conversion | INR |  |  | 0 | [5 empty] | 0 | [31 empty] | 0 | 0 | #VALUE!
15.02 | SUPPLY- GIS : 400kV, GIS METALLIC ENCLOSURE | item225 | 50 | KG |  |  |  | Excess(+) | 1 | Full Conversion | INR |  |  | 0 | [5 empty] | 0 | [31 empty] | 0 | 0 | #VALUE!
15.03 | SUPPLY- GIS : 400kV, EXPANSION BELLOWS/ JOINTS | item226 | 1 | SET |  |  |  | Excess(+) | 1 | Full Conversion | INR |  |  | 0 | [5 empty] | 0 | [31 empty] | 0 | 0 | #VALUE!
15.04 | SUPPLY- GIS : 400kV, TEE BEND | item227 | 1 | SET |  |  |  | Excess(+) | 1 | Full Conversion | INR |  |  | 0 | [5 empty] | 0 | [31 empty] | 0 | 0 | #VALUE!
15.05 | SUPPLY- GIS : 400kV, ANGLE BEND | item228 | 1 | SET |  |  |  | Excess(+) | 1 | Full Conversion | INR |  |  | 0 | [5 empty] | 0 | [31 empty] | 0 | 0 | #VALUE!
15.06 | SUPPLY- GIS : 400kV, L-BEND | item229 | 1 | SET |  |  |  | Excess(+) | 1 | Full Conversion | INR |  |  | 0 | [5 empty] | 0 | [31 empty] | 0 | 0 | #VALUE!
16.01 | SERVICES- GIS : 400kV, 63kA FOR 1S, GAS INSULATED SWITCHGEAR (GIS) AS PER TS (For item sl. No. 16.01-16.08): SERVICES- GIS : 400kV, SUPERVISION OF ERECTION OF GIS | item230 | 6 | bays |  |  |  | Excess(+) | 1 | Full Conversion | INR |  |  | 0 | [5 empty] | 0 | [31 empty] | 0 | 0 | #VALUE!
16.02 | SERVICES- GIS : 400kV, SUPERVISION OF ERECTION OF GAS INSULATED BUS DUCT | item231 | 2800 | MTR |  |  |  | Excess(+) | 1 | Full Conversion | INR |  |  | 0 | [5 empty] | 0 | [31 empty] | 0 | 0 | #VALUE!
16.03 | SERVICES- GIS : 400kV, SUPERVISION OF ERECTION OF SF6 TO AIR BUSHING | item232 | 12 | SET |  |  |  | Excess(+) | 1 | Full Conversion | INR |  |  | 0 | [5 empty] | 0 | [31 empty] | 0 | 0 | #VALUE!
16.04 | SERVICES- GIS : 400kV, TESTING & COMMISSIONING OF GIS | item233 | 6 | bays |  |  |  | Excess(+) | 1 | Full Conversion | INR |  |  | 0 | [5 empty] | 0 | [31 empty] | 0 | 0 | #VALUE!
16.05 | SERVICES- GIS : 400kV, TESTING & COMMISSIONING OF GAS INSULATED BUS DUCT | item234 | 2800 | MTR |  |  |  | Excess(+) | 1 | Full Conversion | INR |  |  | 0 | [5 empty] | 0 | [31 empty] | 0 | 0 | #VALUE!
16.06 | SERVICES- GIS : 400kV, TESTING & COMMISSIONING OF SF6 TO AIR BUSHING | item235 | 12 | SET |  |  |  | Excess(+) | 1 | Full Conversion | INR |  |  | 0 | [5 empty] | 0 | [31 empty] | 0 | 0 | #VALUE!
16.07 | SERVICES- GIS : 400kV, FINAL SUCCESSFUL HV/ POWER FREQUENCY TESTING OF GIS INCLUDING ARRANGING OF HV TEST KIT ALONG WITH OPERATOR | item236 | 6 | bays |  |  |  | Excess(+) | 1 | Full Conversion | INR |  |  | 0 | [5 empty] | 0 | [31 empty] | 0 | 0 | #VALUE!
16.08 | SERVICES- GIS : INSULATION CO-ORDINATION STUDIES FOR GIS SYSTEM | item237 | 1 | LOT |  |  |  | Excess(+) | 1 | Full Conversion | INR |  |  | 0 | [5 empty] | 0 | [31 empty] | 0 | 0 | #VALUE!
17.01 | SERVICES- GIS : 400kV, 63kA FOR 1S, REFERENCE UNIT PRICE FOR ADDITION / DELETION OF SERVICES SERVICES- GIS : REFERENCE UNIT PRICE FOR ADDITION / DELETION OF SERVICES (Unit Prices of Individual services included here are required for any Addition/Deletion of Equipment and replacement of damaged items. Vendor to ensure that the unit prices have a logical relationship with prices of assemblies in main items. Quoting for unit prices is mandatory and shall be considered for evaluation) (For item sl. No. 17.01-17.05): SERVICES- GIS : 400kV, REF. UNIT PRICE OF GIS INDIVIDUAL ITEM/ EQUIPMENT - SERVICES FOR SUPERVISION OF ERECTION OF GIS | item238 | 10 | MANDAY |  |  |  | Excess(+) | 1 | Full Conversion | INR |  |  | 0 | [5 empty] | 0 | [31 empty] | 0 | 0 | #VALUE!
17.02 | SERVICES- GIS : 400kV, REF. UNIT PRICE OF GIS INDIVIDUAL ITEM/ EQUIPMENT - SERVICES FOR TESTING & COMMISSIONING OF GIS | item239 | 10 | MANDAY |  |  |  | Excess(+) | 1 | Full Conversion | INR |  |  | 0 | [5 empty] | 0 | [31 empty] | 0 | 0 | #VALUE!
17.03 | SERVICES- GIS : 400kV, DEMOBILIZATION AND REMOBILIZATION CHARGES FOR GIS ERECTION SUPERVISION TEAM | item240 | 2 | SET |  |  |  | Excess(+) | 1 | Full Conversion | INR |  |  | 0 | [5 empty] | 0 | [31 empty] | 0 | 0 | #VALUE!
17.04 | SERVICES- GIS : 400kV, DEMOBILIZATION AND REMOBILIZATION CHARGES FOR GIS TESTING & COMMISSIONING TEAM | item241 | 2 | SET |  |  |  | Excess(+) | 1 | Full Conversion | INR |  |  | 0 | [5 empty] | 0 | [31 empty] | 0 | 0 | #VALUE!
17.05 | SERVICES- GIS : 400kV, DEMOBILIZATION & REMOBILIZATION CHARGES OF HV TEST KIT ALONG WITH OPERATOR | item242 | 1 | LOT |  |  |  | Excess(+) | 1 | Full Conversion | INR |  |  | 0 | [5 empty] | 0 | [31 empty] | 0 | 0 | #VALUE!
Total in Figures | [51 empty] | 0 | 0 | #VALUE! | 4 | Construction of chamber for 100mm sluice plates | item5 | 10 | Nos
Quoted Rate in Figures |  |  |  | Select | [7 empty] | % | [39 empty] | 0 | 0 | #VALUE!
Quoted Rate in Words |  | #VALUE!
Note on K13: gepadmin: 1. If you choose "Full Conversion" then Column BA (AMOUNT) and Column BB (TAXES) BOTH values will be convert based on selected Currency in (Column L). 2. If you choose "Partial Conversion" then Column BA (AMOUNT) only will be converted based on selected currency (Column L) and Column BB (TAXES) value (INR) will be added to the converted values.
Note on K14: gepadmin: 1. If you choose "Full Conversion" then Column BA (AMOUNT) and Column BB (TAXES) BOTH values will be convert based on selected Currency in (Column L). 2. If you choose "Partial Conversion" then Column BA (AMOUNT) only will be converted based on selected currency (Column L) and Column BB (TAXES) value (INR) will be added to the converted values.
Note on K15: gepadmin: 1. If you choose "Full Conversion" then Column BA (AMOUNT) and Column BB (TAXES) BOTH values will be convert based on selected Currency in (Column L). 2. If you choose "Partial Conversion" then Column BA (AMOUNT) only will be converted based on selected currency (Column L) and Column BB (TAXES) value (INR) will be added to the converted values.
Note on K16: gepadmin: 1. If you choose "Full Conversion" then Column BA (AMOUNT) and Column BB (TAXES) BOTH values will be convert based on selected Currency in (Column L). 2. If you choose "Partial Conversion" then Column BA (AMOUNT) only will be converted based on selected currency (Column L) and Column BB (TAXES) value (INR) will be added to the converted values.
Note on K17: gepadmin: 1. If you choose "Full Conversion" then Column BA (AMOUNT) and Column BB (TAXES) BOTH values will be convert based on selected Currency in (Column L). 2. If you choose "Partial Conversion" then Column BA (AMOUNT) only will be converted based on selected currency (Column L) and Column BB (TAXES) value (INR) will be added to the converted values.
Note on K18: gepadmin: 1. If you choose "Full Conversion" then Column BA (AMOUNT) and Column BB (TAXES) BOTH values will be convert based on selected Currency in (Column L). 2. If you choose "Partial Conversion" then Column BA (AMOUNT) only will be converted based on selected currency (Column L) and Column BB (TAXES) value (INR) will be added to the converted values.
Note on K19: gepadmin: 1. If you choose "Full Conversion" then Column BA (AMOUNT) and Column BB (TAXES) BOTH values will be convert based on selected Currency in (Column L). 2. If you choose "Partial Conversion" then Column BA (AMOUNT) only will be converted based on selected currency (Column L) and Column BB (TAXES) value (INR) will be added to the converted values.
Note on K20: gepadmin: 1. If you choose "Full Conversion" then Column BA (AMOUNT) and Column BB (TAXES) BOTH values will be convert based on selected Currency in (Column L). 2. If you choose "Partial Conversion" then Column BA (AMOUNT) only will be converted based on selected currency (Column L) and Column BB (TAXES) value (INR) will be added to the converted values.
Note on K21: gepadmin: 1. If you choose "Full Conversion" then Column BA (AMOUNT) and Column BB (TAXES) BOTH values will be convert based on selected Currency in (Column L). 2. If you choose "Partial Conversion" then Column BA (AMOUNT) only will be converted based on selected currency (Column L) and Column BB (TAXES) value (INR) will be added to the converted values.
Note on K22: gepadmin: 1. If you choose "Full Conversion" then Column BA (AMOUNT) and Column BB (TAXES) BOTH values will be convert based on selected Currency in (Column L). 2. If you choose "Partial Conversion" then Column BA (AMOUNT) only will be converted based on selected currency (Column L) and Column BB (TAXES) value (INR) will be added to the converted values.
Note on K23: gepadmin: 1. If you choose "Full Conversion" then Column BA (AMOUNT) and Column BB (TAXES) BOTH values will be convert based on selected Currency in (Column L). 2. If you choose "Partial Conversion" then Column BA (AMOUNT) only will be converted based on selected currency (Column L) and Column BB (TAXES) value (INR) will be added to the converted values.
Note on K24: gepadmin: 1. If you choose "Full Conversion" then Column BA (AMOUNT) and Column BB (TAXES) BOTH values will be convert based on selected Currency in (Column L). 2. If you choose "Partial Conversion" then Column BA (AMOUNT) only will be converted based on selected currency (Column L) and Column BB (TAXES) value (INR) will be added to the converted values.
Note on K25: gepadmin: 1. If you choose "Full Conversion" then Column BA (AMOUNT) and Column BB (TAXES) BOTH values will be convert based on selected Currency in (Column L). 2. If you choose "Partial Conversion" then Column BA (AMOUNT) only will be converted based on selected currency (Column L) and Column BB (TAXES) value (INR) will be added to the converted values.
Note on K26: gepadmin: 1. If you choose "Full Conversion" then Column BA (AMOUNT) and Column BB (TAXES) BOTH values will be convert based on selected Currency in (Column L). 2. If you choose "Partial Conversion" then Column BA (AMOUNT) only will be converted based on selected currency (Column L) and Column BB (TAXES) value (INR) will be added to the converted values.
Note on K27: gepadmin: 1. If you choose "Full Conversion" then Column BA (AMOUNT) and Column BB (TAXES) BOTH values will be convert based on selected Currency in (Column L). 2. If you choose "Partial Conversion" then Column BA (AMOUNT) only will be converted based on selected currency (Column L) and Column BB (TAXES) value (INR) will be added to the converted values.
Note on K28: gepadmin: 1. If you choose "Full Conversion" then Column BA (AMOUNT) and Column BB (TAXES) BOTH values will be convert based on selected Currency in (Column L). 2. If you choose "Partial Conversion" then Column BA (AMOUNT) only will be converted based on selected currency (Column L) and Column BB (TAXES) value (INR) will be added to the converted values.
Note on K29: gepadmin: 1. If you choose "Full Conversion" then Column BA (AMOUNT) and Column BB (TAXES) BOTH values will be convert based on selected Currency in (Column L). 2. If you choose "Partial Conversion" then Column BA (AMOUNT) only will be converted based on selected currency (Column L) and Column BB (TAXES) value (INR) will be added to the converted values.
Note on K30: gepadmin: 1. If you choose "Full Conversion" then Column BA (AMOUNT) and Column BB (TAXES) BOTH values will be convert based on selected Currency in (Column L). 2. If you choose "Partial Conversion" then Column BA (AMOUNT) only will be converted based on selected currency (Column L) and Column BB (TAXES) value (INR) will be added to the converted values.
Note on K31: gepadmin: 1. If you choose "Full Conversion" then Column BA (AMOUNT) and Column BB (TAXES) BOTH values will be convert based on selected Currency in (Column L). 2. If you choose "Partial Conversion" then Column BA (AMOUNT) only will be converted based on selected currency (Column L) and Column BB (TAXES) value (INR) will be added to the converted values.
Note on K32: gepadmin: 1. If you choose "Full Conversion" then Column BA (AMOUNT) and Column BB (TAXES) BOTH values will be convert based on selected Currency in (Column L). 2. If you choose "Partial Conversion" then Column BA (AMOUNT) only will be converted based on selected currency (Column L) and Column BB (TAXES) value (INR) will be added to the converted values.
Note on K33: gepadmin: 1. If you choose "Full Conversion" then Column BA (AMOUNT) and Column BB (TAXES) BOTH values will be convert based on selected Currency in (Column L). 2. If you choose "Partial Conversion" then Column BA (AMOUNT) only will be converted based on selected currency (Column L) and Column BB (TAXES) value (INR) will be added to the converted values.
Note on K34: gepadmin: 1. If you choose "Full Conversion" then Column BA (AMOUNT) and Column BB (TAXES) BOTH values will be convert based on selected Currency in (Column L). 2. If you choose "Partial Conversion" then Column BA (AMOUNT) only will be converted based on selected currency (Column L) and Column BB (TAXES) value (INR) will be added to the converted values.
Note on K35: gepadmin: 1. If you choose "Full Conversion" then Column BA (AMOUNT) and Column BB (TAXES) BOTH values will be convert based on selected Currency in (Column L). 2. If you choose "Partial Conversion" then Column BA (AMOUNT) only will be converted based on selected currency (Column L) and Column BB (TAXES) value (INR) will be added to the converted values.
Note on K36: gepadmin: 1. If you choose "Full Conversion" then Column BA (AMOUNT) and Column BB (TAXES) BOTH values will be convert based on selected Currency in (Column L). 2. If you choose "Partial Conversion" then Column BA (AMOUNT) only will be converted based on selected currency (Column L) and Column BB (TAXES) value (INR) will be added to the converted values.
Note on K37: gepadmin: 1. If you choose "Full Conversion" then Column BA (AMOUNT) and Column BB (TAXES) BOTH values will be convert based on selected Currency in (Column L). 2. If you choose "Partial Conversion" then Column BA (AMOUNT) only will be converted based on selected currency (Column L) and Column BB (TAXES) value (INR) will be added to the converted values.
Note on K38: gepadmin: 1. If you choose "Full Conversion" then Column BA (AMOUNT) and Column BB (TAXES) BOTH values will be convert based on selected Currency in (Column L). 2. If you choose "Partial Conversion" then Column BA (AMOUNT) only will be converted based on selected currency (Column L) and Column BB (TAXES) value (INR) will be added to the converted values.
Note on K39: gepadmin: 1. If you choose "Full Conversion" then Column BA (AMOUNT) and Column BB (TAXES) BOTH values will be convert based on selected Currency in (Column L). 2. If you choose "Partial Conversion" then Column BA (AMOUNT) only will be converted based on selected currency (Column L) and Column BB (TAXES) value (INR) will be added to the converted values.
Note on K40: gepadmin: 1. If you choose "Full Conversion" then Column BA (AMOUNT) and Column BB (TAXES) BOTH values will be convert based on selected Currency in (Column L). 2. If you choose "Partial Conversion" then Column BA (AMOUNT) only will be converted based on selected currency (Column L) and Column BB (TAXES) value (INR) will be added to the converted values.
Note on K41: gepadmin: 1. If you choose "Full Conversion" then Column BA (AMOUNT) and Column BB (TAXES) BOTH values will be convert based on selected Currency in (Column L). 2. If you choose "Partial Conversion" then Column BA (AMOUNT) only will be converted based on selected currency (Column L) and Column BB (TAXES) value (INR) will be added to the converted values.
Note on K42: gepadmin: 1. If you choose "Full Conversion" then Column BA (AMOUNT) and Column BB (TAXES) BOTH values will be convert based on selected Currency in (Column L). 2. If you choose "Partial Conversion" then Column BA (AMOUNT) only will be converted based on selected currency (Column L) and Column BB (TAXES) value (INR) will be added to the converted values.
Note on K43: gepadmin: 1. If you choose "Full Conversion" then Column BA (AMOUNT) and Column BB (TAXES) BOTH values will be convert based on selected Currency in (Column L). 2. If you choose "Partial Conversion" then Column BA (AMOUNT) only will be converted based on selected currency (Column L) and Column BB (TAXES) value (INR) will be added to the converted values.
Note on K44: gepadmin: 1. If you choose "Full Conversion" then Column BA (AMOUNT) and Column BB (TAXES) BOTH values will be convert based on selected Currency in (Column L). 2. If you choose "Partial Conversion" then Column BA (AMOUNT) only will be converted based on selected currency (Column L) and Column BB (TAXES) value (INR) will be added to the converted values.
Note on K45: gepadmin: 1. If you choose "Full Conversion" then Column BA (AMOUNT) and Column BB (TAXES) BOTH values will be convert based on selected Currency in (Column L). 2. If you choose "Partial Conversion" then Column BA (AMOUNT) only will be converted based on selected currency (Column L) and Column BB (TAXES) value (INR) will be added to the converted values.
Note on K46: gepadmin: 1. If you choose "Full Conversion" then Column BA (AMOUNT) and Column BB (TAXES) BOTH values will be convert based on selected Currency in (Column L). 2. If you choose "Partial Conversion" then Column BA (AMOUNT) only will be converted based on selected currency (Column L) and Column BB (TAXES) value (INR) will be added to the converted values.
Note on K47: gepadmin: 1. If you choose "Full Conversion" then Column BA (AMOUNT) and Column BB (TAXES) BOTH values will be convert based on selected Currency in (Column L). 2. If you choose "Partial Conversion" then Column BA (AMOUNT) only will be converted based on selected currency (Column L) and Column BB (TAXES) value (INR) will be added to the converted values.
Note on K48: gepadmin: 1. If you choose "Full Conversion" then Column BA (AMOUNT) and Column BB (TAXES) BOTH values will be convert based on selected Currency in (Column L). 2. If you choose "Partial Conversion" then Column BA (AMOUNT) only will be converted based on selected currency (Column L) and Column BB (TAXES) value (INR) will be added to the converted values.
Note on K49: gepadmin: 1. If you choose "Full Conversion" then Column BA (AMOUNT) and Column BB (TAXES) BOTH values will be convert based on selected Currency in (Column L). 2. If you choose "Partial Conversion" then Column BA (AMOUNT) only will be converted based on selected currency (Column L) and Column BB (TAXES) value (INR) will be added to the converted values.
Note on K50: gepadmin: 1. If you choose "Full Conversion" then Column BA (AMOUNT) and Column BB (TAXES) BOTH values will be convert based on selected Currency in (Column L). 2. If you choose "Partial Conversion" then Column BA (AMOUNT) only will be converted based on selected currency (Column L) and Column BB (TAXES) value (INR) will be added to the converted values.
Note on K51: gepadmin: 1. If you choose "Full Conversion" then Column BA (AMOUNT) and Column BB (TAXES) BOTH values will be convert based on selected Currency in (Column L). 2. If you choose "Partial Conversion" then Column BA (AMOUNT) only will be converted based on selected currency (Column L) and Column BB (TAXES) value (INR) will be added to the converted values.
Note on K52: gepadmin: 1. If you choose "Full Conversion" then Column BA (AMOUNT) and Column BB (TAXES) BOTH values will be convert based on selected Currency in (Column L). 2. If you choose "Partial Conversion" then Column BA (AMOUNT) only will be converted based on selected currency (Column L) and Column BB (TAXES) value (INR) will be added to the converted values.
Note on K53: gepadmin: 1. If you choose "Full Conversion" then Column BA (AMOUNT) and Column BB (TAXES) BOTH values will be convert based on selected Currency in (Column L). 2. If you choose "Partial Conversion" then Column BA (AMOUNT) only will be converted based on selected currency (Column L) and Column BB (TAXES) value (INR) will be added to the converted values.
Note on K54: gepadmin: 1. If you choose "Full Conversion" then Column BA (AMOUNT) and Column BB (TAXES) BOTH values will be convert based on selected Currency in (Column L). 2. If you choose "Partial Conversion" then Column BA (AMOUNT) only will be converted based on selected currency (Column L) and Column BB (TAXES) value (INR) will be added to the converted values.
Note on K55: gepadmin: 1. If you choose "Full Conversion" then Column BA (AMOUNT) and Column BB (TAXES) BOTH values will be convert based on selected Currency in (Column L). 2. If you choose "Partial Conversion" then Column BA (AMOUNT) only will be converted based on selected currency (Column L) and Column BB (TAXES) value (INR) will be added to the converted values.
Note on K56: gepadmin: 1. If you choose "Full Conversion" then Column BA (AMOUNT) and Column BB (TAXES) BOTH values will be convert based on selected Currency in (Column L). 2. If you choose "Partial Conversion" then Column BA (AMOUNT) only will be converted based on selected currency (Column L) and Column BB (TAXES) value (INR) will be added to the converted values.
Note on K57: gepadmin: 1. If you choose "Full Conversion" then Column BA (AMOUNT) and Column BB (TAXES) BOTH values will be convert based on selected Currency in (Column L). 2. If you choose "Partial Conversion" then Column BA (AMOUNT) only will be converted based on selected currency (Column L) and Column BB (TAXES) value (INR) will be added to the converted values.
Note on K58: gepadmin: 1. If you choose "Full Conversion" then Column BA (AMOUNT) and Column BB (TAXES) BOTH values will be convert based on selected Currency in (Column L). 2. If you choose "Partial Conversion" then Column BA (AMOUNT) only will be converted based on selected currency (Column L) and Column BB (TAXES) value (INR) will be added to the converted values.
Note on K59: gepadmin: 1. If you choose "Full Conversion" then Column BA (AMOUNT) and Column BB (TAXES) BOTH values will be convert based on selected Currency in (Column L). 2. If you choose "Partial Conversion" then Column BA (AMOUNT) only will be converted based on selected currency (Column L) and Column BB (TAXES) value (INR) will be added to the converted values.
Note on K60: gepadmin: 1. If you choose "Full Conversion" then Column BA (AMOUNT) and Column BB (TAXES) BOTH values will be convert based on selected Currency in (Column L). 2. If you choose "Partial Conversion" then Column BA (AMOUNT) only will be converted based on selected currency (Column L) and Column BB (TAXES) value (INR) will be added to the converted values.
Note on K61: gepadmin: 1. If you choose "Full Conversion" then Column BA (AMOUNT) and Column BB (TAXES) BOTH values will be convert based on selected Currency in (Column L). 2. If you choose "Partial Conversion" then Column BA (AMOUNT) only will be converted based on selected currency (Column L) and Column BB (TAXES) value (INR) will be added to the converted values.
Note on K62: gepadmin: 1. If you choose "Full Conversion" then Column BA (AMOUNT) and Column BB (TAXES) BOTH values will be convert based on selected Currency in (Column L). 2. If you choose "Partial Conversion" then Column BA (AMOUNT) only will be converted based on selected currency (Column L) and Column BB (TAXES) value (INR) will be added to the converted values.
Note on K63: gepadmin: 1. If you choose "Full Conversion" then Column BA (AMOUNT) and Column BB (TAXES) BOTH values will be convert based on selected Currency in (Column L). 2. If you choose "Partial Conversion" then Column BA (AMOUNT) only will be converted based on selected currency (Column L) and Column BB (TAXES) value (INR) will be added to the converted values.
Note on K64: gepadmin: 1. If you choose "Full Conversion" then Column BA (AMOUNT) and Column BB (TAXES) BOTH values will be convert based on selected Currency in (Column L). 2. If you choose "Partial Conversion" then Column BA (AMOUNT) only will be converted based on selected currency (Column L) and Column BB (TAXES) value (INR) will be added to the converted values.
Note on K65: gepadmin: 1. If you choose "Full Conversion" then Column BA (AMOUNT) and Column BB (TAXES) BOTH values will be convert based on selected Currency in (Column L). 2. If you choose "Partial Conversion" then Column BA (AMOUNT) only will be converted based on selected currency (Column L) and Column BB (TAXES) value (INR) will be added to the converted values.
Note on K66: gepadmin: 1. If you choose "Full Conversion" then Column BA (AMOUNT) and Column BB (TAXES) BOTH values will be convert based on selected Currency in (Column L). 2. If you choose "Partial Conversion" then Column BA (AMOUNT) only will be converted based on selected currency (Column L) and Column BB (TAXES) value (INR) will be added to the converted values.
Note on K67: gepadmin: 1. If you choose "Full Conversion" then Column BA (AMOUNT) and Column BB (TAXES) BOTH values will be convert based on selected Currency in (Column L). 2. If you choose "Partial Conversion" then Column BA (AMOUNT) only will be converted based on selected currency (Column L) and Column BB (TAXES) value (INR) will be added to the converted values.
Note on K68: gepadmin: 1. If you choose "Full Conversion" then Column BA (AMOUNT) and Column BB (TAXES) BOTH values will be convert based on selected Currency in (Column L). 2. If you choose "Partial Conversion" then Column BA (AMOUNT) only will be converted based on selected currency (Column L) and Column BB (TAXES) value (INR) will be added to the converted values.
Note on K69: gepadmin: 1. If you choose "Full Conversion" then Column BA (AMOUNT) and Column BB (TAXES) BOTH values will be convert based on selected Currency in (Column L). 2. If you choose "Partial Conversion" then Column BA (AMOUNT) only will be converted based on selected currency (Column L) and Column BB (TAXES) value (INR) will be added to the converted values.
Note on K70: gepadmin: 1. If you choose "Full Conversion" then Column BA (AMOUNT) and Column BB (TAXES) BOTH values will be convert based on selected Currency in (Column L). 2. If you choose "Partial Conversion" then Column BA (AMOUNT) only will be converted based on selected currency (Column L) and Column BB (TAXES) value (INR) will be added to the converted values.
Note on K71: gepadmin: 1. If you choose "Full Conversion" then Column BA (AMOUNT) and Column BB (TAXES) BOTH values will be convert based on selected Currency in (Column L). 2. If you choose "Partial Conversion" then Column BA (AMOUNT) only will be converted based on selected currency (Column L) and Column BB (TAXES) value (INR) will be added to the converted values.
Note on K72: gepadmin: 1. If you choose "Full Conversion" then Column BA (AMOUNT) and Column BB (TAXES) BOTH values will be convert based on selected Currency in (Column L). 2. If you choose "Partial Conversion" then Column BA (AMOUNT) only will be converted based on selected currency (Column L) and Column BB (TAXES) value (INR) will be added to the converted values.
Note on K73: gepadmin: 1. If you choose "Full Conversion" then Column BA (AMOUNT) and Column BB (TAXES) BOTH values will be convert based on selected Currency in (Column L). 2. If you choose "Partial Conversion" then Column BA (AMOUNT) only will be converted based on selected currency (Column L) and Column BB (TAXES) value (INR) will be added to the converted values.
Note on K74: gepadmin: 1. If you choose "Full Conversion" then Column BA (AMOUNT) and Column BB (TAXES) BOTH values will be convert based on selected Currency in (Column L). 2. If you choose "Partial Conversion" then Column BA (AMOUNT) only will be converted based on selected currency (Column L) and Column BB (TAXES) value (INR) will be added to the converted values.
Note on K75: gepadmin: 1. If you choose "Full Conversion" then Column BA (AMOUNT) and Column BB (TAXES) BOTH values will be convert based on selected Currency in (Column L). 2. If you choose "Partial Conversion" then Column BA (AMOUNT) only will be converted based on selected currency (Column L) and Column BB (TAXES) value (INR) will be added to the converted values.
Note on K76: gepadmin: 1. If you choose "Full Conversion" then Column BA (AMOUNT) and Column BB (TAXES) BOTH values will be convert based on selected Currency in (Column L). 2. If you choose "Partial Conversion" then Column BA (AMOUNT) only will be converted based on selected currency (Column L) and Column BB (TAXES) value (INR) will be added to the converted values.
Note on K77: gepadmin: 1. If you choose "Full Conversion" then Column BA (AMOUNT) and Column BB (TAXES) BOTH values will be convert based on selected Currency in (Column L). 2. If you choose "Partial Conversion" then Column BA (AMOUNT) only will be converted based on selected currency (Column L) and Column BB (TAXES) value (INR) will be added to the converted values.
Note on K78: gepadmin: 1. If you choose "Full Conversion" then Column BA (AMOUNT) and Column BB (TAXES) BOTH values will be convert based on selected Currency in (Column L). 2. If you choose "Partial Conversion" then Column BA (AMOUNT) only will be converted based on selected currency (Column L) and Column BB (TAXES) value (INR) will be added to the converted values.
Note on K79: gepadmin: 1. If you choose "Full Conversion" then Column BA (AMOUNT) and Column BB (TAXES) BOTH values will be convert based on selected Currency in (Column L). 2. If you choose "Partial Conversion" then Column BA (AMOUNT) only will be converted based on selected currency (Column L) and Column BB (TAXES) value (INR) will be added to the converted values.
Note on K80: gepadmin: 1. If you choose "Full Conversion" then Column BA (AMOUNT) and Column BB (TAXES) BOTH values will be convert based on selected Currency in (Column L). 2. If you choose "Partial Conversion" then Column BA (AMOUNT) only will be converted based on selected currency (Column L) and Column BB (TAXES) value (INR) will be added to the converted values.
Note on K81: gepadmin: 1. If you choose "Full Conversion" then Column BA (AMOUNT) and Column BB (TAXES) BOTH values will be convert based on selected Currency in (Column L). 2. If you choose "Partial Conversion" then Column BA (AMOUNT) only will be converted based on selected currency (Column L) and Column BB (TAXES) value (INR) will be added to the converted values.
Note on K82: gepadmin: 1. If you choose "Full Conversion" then Column BA (AMOUNT) and Column BB (TAXES) BOTH values will be convert based on selected Currency in (Column L). 2. If you choose "Partial Conversion" then Column BA (AMOUNT) only will be converted based on selected currency (Column L) and Column BB (TAXES) value (INR) will be added to the converted values.
Note on K83: gepadmin: 1. If you choose "Full Conversion" then Column BA (AMOUNT) and Column BB (TAXES) BOTH values will be convert based on selected Currency in (Column L). 2. If you choose "Partial Conversion" then Column BA (AMOUNT) only will be converted based on selected currency (Column L) and Column BB (TAXES) value (INR) will be added to the converted values.
Note on K84: gepadmin: 1. If you choose "Full Conversion" then Column BA (AMOUNT) and Column BB (TAXES) BOTH values will be convert based on selected Currency in (Column L). 2. If you choose "Partial Conversion" then Column BA (AMOUNT) only will be converted based on selected currency (Column L) and Column BB (TAXES) value (INR) will be added to the converted values.
Note on K85: gepadmin: 1. If you choose "Full Conversion" then Column BA (AMOUNT) and Column BB (TAXES) BOTH values will be convert based on selected Currency in (Column L). 2. If you choose "Partial Conversion" then Column BA (AMOUNT) only will be converted based on selected currency (Column L) and Column BB (TAXES) value (INR) will be added to the converted values.
Note on K86: gepadmin: 1. If you choose "Full Conversion" then Column BA (AMOUNT) and Column BB (TAXES) BOTH values will be convert based on selected Currency in (Column L). 2. If you choose "Partial Conversion" then Column BA (AMOUNT) only will be converted based on selected currency (Column L) and Column BB (TAXES) value (INR) will be added to the converted values.
Note on K87: gepadmin: 1. If you choose "Full Conversion" then Column BA (AMOUNT) and Column BB (TAXES) BOTH values will be convert based on selected Currency in (Column L). 2. If you choose "Partial Conversion" then Column BA (AMOUNT) only will be converted based on selected currency (Column L) and Column BB (TAXES) value (INR) will be added to the converted values.
Note on K88: gepadmin: 1. If you choose "Full Conversion" then Column BA (AMOUNT) and Column BB (TAXES) BOTH values will be convert based on selected Currency in (Column L). 2. If you choose "Partial Conversion" then Column BA (AMOUNT) only will be converted based on selected currency (Column L) and Column BB (TAXES) value (INR) will be added to the converted values.
Note on K89: gepadmin: 1. If you choose "Full Conversion" then Column BA (AMOUNT) and Column BB (TAXES) BOTH values will be convert based on selected Currency in (Column L). 2. If you choose "Partial Conversion" then Column BA (AMOUNT) only will be converted based on selected currency (Column L) and Column BB (TAXES) value (INR) will be added to the converted values.
Note on K90: gepadmin: 1. If you choose "Full Conversion" then Column BA (AMOUNT) and Column BB (TAXES) BOTH values will be convert based on selected Currency in (Column L). 2. If you choose "Partial Conversion" then Column BA (AMOUNT) only will be converted based on selected currency (Column L) and Column BB (TAXES) value (INR) will be added to the converted values.
Note on K91: gepadmin: 1. If you choose "Full Conversion" then Column BA (AMOUNT) and Column BB (TAXES) BOTH values will be convert based on selected Currency in (Column L). 2. If you choose "Partial Conversion" then Column BA (AMOUNT) only will be converted based on selected currency (Column L) and Column BB (TAXES) value (INR) will be added to the converted values.
Note on K92: gepadmin: 1. If you choose "Full Conversion" then Column BA (AMOUNT) and Column BB (TAXES) BOTH values will be convert based on selected Currency in (Column L). 2. If you choose "Partial Conversion" then Column BA (AMOUNT) only will be converted based on selected currency (Column L) and Column BB (TAXES) value (INR) will be added to the converted values.
Note on K93: gepadmin: 1. If you choose "Full Conversion" then Column BA (AMOUNT) and Column BB (TAXES) BOTH values will be convert based on selected Currency in (Column L). 2. If you choose "Partial Conversion" then Column BA (AMOUNT) only will be converted based on selected currency (Column L) and Column BB (TAXES) value (INR) will be added to the converted values.
Note on K94: gepadmin: 1. If you choose "Full Conversion" then Column BA (AMOUNT) and Column BB (TAXES) BOTH values will be convert based on selected Currency in (Column L). 2. If you choose "Partial Conversion" then Column BA (AMOUNT) only will be converted based on selected currency (Column L) and Column BB (TAXES) value (INR) will be added to the converted values.
Note on K95: gepadmin: 1. If you choose "Full Conversion" then Column BA (AMOUNT) and Column BB (TAXES) BOTH values will be convert based on selected Currency in (Column L). 2. If you choose "Partial Conversion" then Column BA (AMOUNT) only will be converted based on selected currency (Column L) and Column BB (TAXES) value (INR) will be added to the converted values.
Note on K96: gepadmin: 1. If you choose "Full Conversion" then Column BA (AMOUNT) and Column BB (TAXES) BOTH values will be convert based on selected Currency in (Column L). 2. If you choose "Partial Conversion" then Column BA (AMOUNT) only will be converted based on selected currency (Column L) and Column BB (TAXES) value (INR) will be added to the converted values.
Note on K97: gepadmin: 1. If you choose "Full Conversion" then Column BA (AMOUNT) and Column BB (TAXES) BOTH values will be convert based on selected Currency in (Column L). 2. If you choose "Partial Conversion" then Column BA (AMOUNT) only will be converted based on selected currency (Column L) and Column BB (TAXES) value (INR) will be added to the converted values.
Note on K98: gepadmin: 1. If you choose "Full Conversion" then Column BA (AMOUNT) and Column BB (TAXES) BOTH values will be convert based on selected Currency in (Column L). 2. If you choose "Partial Conversion" then Column BA (AMOUNT) only will be converted based on selected currency (Column L) and Column BB (TAXES) value (INR) will be added to the converted values.
Note on K99: gepadmin: 1. If you choose "Full Conversion" then Column BA (AMOUNT) and Column BB (TAXES) BOTH values will be convert based on selected Currency in (Column L). 2. If you choose "Partial Conversion" then Column BA (AMOUNT) only will be converted based on selected currency (Column L) and Column BB (TAXES) value (INR) will be added to the converted values.
Note on K100: gepadmin: 1. If you choose "Full Conversion" then Column BA (AMOUNT) and Column BB (TAXES) BOTH values will be convert based on selected Currency in (Column L). 2. If you choose "Partial Conversion" then Column BA (AMOUNT) only will be converted based on selected currency (Column L) and Column BB (TAXES) value (INR) will be added to the converted values.
Note on K101: gepadmin: 1. If you choose "Full Conversion" then Column BA (AMOUNT) and Column BB (TAXES) BOTH values will be convert based on selected Currency in (Column L). 2. If you choose "Partial Conversion" then Column BA (AMOUNT) only will be converted based on selected currency (Column L) and Column BB (TAXES) value (INR) will be added to the converted values.
Note on K102: gepadmin: 1. If you choose "Full Conversion" then Column BA (AMOUNT) and Column BB (TAXES) BOTH values will be convert based on selected Currency in (Column L). 2. If you choose "Partial Conversion" then Column BA (AMOUNT) only will be converted based on selected currency (Column L) and Column BB (TAXES) value (INR) will be added to the converted values.
Note on K103: gepadmin: 1. If you choose "Full Conversion" then Column BA (AMOUNT) and Column BB (TAXES) BOTH values will be convert based on selected Currency in (Column L). 2. If you choose "Partial Conversion" then Column BA (AMOUNT) only will be converted based on selected currency (Column L) and Column BB (TAXES) value (INR) will be added to the converted values.
Note on K104: gepadmin: 1. If you choose "Full Conversion" then Column BA (AMOUNT) and Column BB (TAXES) BOTH values will be convert based on selected Currency in (Column L). 2. If you choose "Partial Conversion" then Column BA (AMOUNT) only will be converted based on selected currency (Column L) and Column BB (TAXES) value (INR) will be added to the converted values.
Note on K105: gepadmin: 1. If you choose "Full Conversion" then Column BA (AMOUNT) and Column BB (TAXES) BOTH values will be convert based on selected Currency in (Column L). 2. If you choose "Partial Conversion" then Column BA (AMOUNT) only will be converted based on selected currency (Column L) and Column BB (TAXES) value (INR) will be added to the converted values.
Note on K106: gepadmin: 1. If you choose "Full Conversion" then Column BA (AMOUNT) and Column BB (TAXES) BOTH values will be convert based on selected Currency in (Column L). 2. If you choose "Partial Conversion" then Column BA (AMOUNT) only will be converted based on selected currency (Column L) and Column BB (TAXES) value (INR) will be added to the converted values.
Note on K107: gepadmin: 1. If you choose "Full Conversion" then Column BA (AMOUNT) and Column BB (TAXES) BOTH values will be convert based on selected Currency in (Column L). 2. If you choose "Partial Conversion" then Column BA (AMOUNT) only will be converted based on selected currency (Column L) and Column BB (TAXES) value (INR) will be added to the converted values.
Note on K108: gepadmin: 1. If you choose "Full Conversion" then Column BA (AMOUNT) and Column BB (TAXES) BOTH values will be convert based on selected Currency in (Column L). 2. If you choose "Partial Conversion" then Column BA (AMOUNT) only will be converted based on selected currency (Column L) and Column BB (TAXES) value (INR) will be added to the converted values.
Note on K109: gepadmin: 1. If you choose "Full Conversion" then Column BA (AMOUNT) and Column BB (TAXES) BOTH values will be convert based on selected Currency in (Column L). 2. If you choose "Partial Conversion" then Column BA (AMOUNT) only will be converted based on selected currency (Column L) and Column BB (TAXES) value (INR) will be added to the converted values.
Note on K110: gepadmin: 1. If you choose "Full Conversion" then Column BA (AMOUNT) and Column BB (TAXES) BOTH values will be convert based on selected Currency in (Column L). 2. If you choose "Partial Conversion" then Column BA (AMOUNT) only will be converted based on selected currency (Column L) and Column BB (TAXES) value (INR) will be added to the converted values.
Note on K111: gepadmin: 1. If you choose "Full Conversion" then Column BA (AMOUNT) and Column BB (TAXES) BOTH values will be convert based on selected Currency in (Column L). 2. If you choose "Partial Conversion" then Column BA (AMOUNT) only will be converted based on selected currency (Column L) and Column BB (TAXES) value (INR) will be added to the converted values.
Note on K112: gepadmin: 1. If you choose "Full Conversion" then Column BA (AMOUNT) and Column BB (TAXES) BOTH values will be convert based on selected Currency in (Column L). 2. If you choose "Partial Conversion" then Column BA (AMOUNT) only will be converted based on selected currency (Column L) and Column BB (TAXES) value (INR) will be added to the converted values.
Note on K113: gepadmin: 1. If you choose "Full Conversion" then Column BA (AMOUNT) and Column BB (TAXES) BOTH values will be convert based on selected Currency in (Column L). 2. If you choose "Partial Conversion" then Column BA (AMOUNT) only will be converted based on selected currency (Column L) and Column BB (TAXES) value (INR) will be added to the converted values.
Note on K114: gepadmin: 1. If you choose "Full Conversion" then Column BA (AMOUNT) and Column BB (TAXES) BOTH values will be convert based on selected Currency in (Column L). 2. If you choose "Partial Conversion" then Column BA (AMOUNT) only will be converted based on selected currency (Column L) and Column BB (TAXES) value (INR) will be added to the converted values.
Note on K115: gepadmin: 1. If you choose "Full Conversion" then Column BA (AMOUNT) and Column BB (TAXES) BOTH values will be convert based on selected Currency in (Column L). 2. If you choose "Partial Conversion" then Column BA (AMOUNT) only will be converted based on selected currency (Column L) and Column BB (TAXES) value (INR) will be added to the converted values.
Note on K116: gepadmin: 1. If you choose "Full Conversion" then Column BA (AMOUNT) and Column BB (TAXES) BOTH values will be convert based on selected Currency in (Column L). 2. If you choose "Partial Conversion" then Column BA (AMOUNT) only will be converted based on selected currency (Column L) and Column BB (TAXES) value (INR) will be added to the converted values.
Note on K117: gepadmin: 1. If you choose "Full Conversion" then Column BA (AMOUNT) and Column BB (TAXES) BOTH values will be convert based on selected Currency in (Column L). 2. If you choose "Partial Conversion" then Column BA (AMOUNT) only will be converted based on selected currency (Column L) and Column BB (TAXES) value (INR) will be added to the converted values.
Note on K118: gepadmin: 1. If you choose "Full Conversion" then Column BA (AMOUNT) and Column BB (TAXES) BOTH values will be convert based on selected Currency in (Column L). 2. If you choose "Partial Conversion" then Column BA (AMOUNT) only will be converted based on selected currency (Column L) and Column BB (TAXES) value (INR) will be added to the converted values.
Note on K119: gepadmin: 1. If you choose "Full Conversion" then Column BA (AMOUNT) and Column BB (TAXES) BOTH values will be convert based on selected Currency in (Column L). 2. If you choose "Partial Conversion" then Column BA (AMOUNT) only will be converted based on selected currency (Column L) and Column BB (TAXES) value (INR) will be added to the converted values.
Note on K128: gepadmin: 1. If you choose "Full Conversion" then Column BA (AMOUNT) and Column BB (TAXES) BOTH values will be convert based on selected Currency in (Column L). 2. If you choose "Partial Conversion" then Column BA (AMOUNT) only will be converted based on selected currency (Column L) and Column BB (TAXES) value (INR) will be added to the converted values.
Note on K129: gepadmin: 1. If you choose "Full Conversion" then Column BA (AMOUNT) and Column BB (TAXES) BOTH values will be convert based on selected Currency in (Column L). 2. If you choose "Partial Conversion" then Column BA (AMOUNT) only will be converted based on selected currency (Column L) and Column BB (TAXES) value (INR) will be added to the converted values.
Note on K130: gepadmin: 1. If you choose "Full Conversion" then Column BA (AMOUNT) and Column BB (TAXES) BOTH values will be convert based on selected Currency in (Column L). 2. If you choose "Partial Conversion" then Column BA (AMOUNT) only will be converted based on selected currency (Column L) and Column BB (TAXES) value (INR) will be added to the converted values.
Note on K131: gepadmin: 1. If you choose "Full Conversion" then Column BA (AMOUNT) and Column BB (TAXES) BOTH values will be convert based on selected Currency in (Column L). 2. If you choose "Partial Conversion" then Column BA (AMOUNT) only will be converted based on selected currency (Column L) and Column BB (TAXES) value (INR) will be added to the converted values.
Note on K132: gepadmin: 1. If you choose "Full Conversion" then Column BA (AMOUNT) and Column BB (TAXES) BOTH values will be convert based on selected Currency in (Column L). 2. If you choose "Partial Conversion" then Column BA (AMOUNT) only will be converted based on selected currency (Column L) and Column BB (TAXES) value (INR) will be added to the converted values.
Note on K133: gepadmin: 1. If you choose "Full Conversion" then Column BA (AMOUNT) and Column BB (TAXES) BOTH values will be convert based on selected Currency in (Column L). 2. If you choose "Partial Conversion" then Column BA (AMOUNT) only will be converted based on selected currency (Column L) and Column BB (TAXES) value (INR) will be added to the converted values.
Note on K134: gepadmin: 1. If you choose "Full Conversion" then Column BA (AMOUNT) and Column BB (TAXES) BOTH values will be convert based on selected Currency in (Column L). 2. If you choose "Partial Conversion" then Column BA (AMOUNT) only will be converted based on selected currency (Column L) and Column BB (TAXES) value (INR) will be added to the converted values.
Note on K137: gepadmin: 1. If you choose "Full Conversion" then Column BA (AMOUNT) and Column BB (TAXES) BOTH values will be convert based on selected Currency in (Column L). 2. If you choose "Partial Conversion" then Column BA (AMOUNT) only will be converted based on selected currency (Column L) and Column BB (TAXES) value (INR) will be added to the converted values.
Note on K138: gepadmin: 1. If you choose "Full Conversion" then Column BA (AMOUNT) and Column BB (TAXES) BOTH values will be convert based on selected Currency in (Column L). 2. If you choose "Partial Conversion" then Column BA (AMOUNT) only will be converted based on selected currency (Column L) and Column BB (TAXES) value (INR) will be added to the converted values.
Note on K139: gepadmin: 1. If you choose "Full Conversion" then Column BA (AMOUNT) and Column BB (TAXES) BOTH values will be convert based on selected Currency in (Column L). 2. If you choose "Partial Conversion" then Column BA (AMOUNT) only will be converted based on selected currency (Column L) and Column BB (TAXES) value (INR) will be added to the converted values.
Note on K140: gepadmin: 1. If you choose "Full Conversion" then Column BA (AMOUNT) and Column BB (TAXES) BOTH values will be convert based on selected Currency in (Column L). 2. If you choose "Partial Conversion" then Column BA (AMOUNT) only will be converted based on selected currency (Column L) and Column BB (TAXES) value (INR) will be added to the converted values.
Note on K143: gepadmin: 1. If you choose "Full Conversion" then Column BA (AMOUNT) and Column BB (TAXES) BOTH values will be convert based on selected Currency in (Column L). 2. If you choose "Partial Conversion" then Column BA (AMOUNT) only will be converted based on selected currency (Column L) and Column BB (TAXES) value (INR) will be added to the converted values.
Note on K144: gepadmin: 1. If you choose "Full Conversion" then Column BA (AMOUNT) and Column BB (TAXES) BOTH values will be convert based on selected Currency in (Column L). 2. If you choose "Partial Conversion" then Column BA (AMOUNT) only will be converted based on selected currency (Column L) and Column BB (TAXES) value (INR) will be added to the converted values.
Note on K149: gepadmin: 1. If you choose "Full Conversion" then Column BA (AMOUNT) and Column BB (TAXES) BOTH values will be convert based on selected Currency in (Column L). 2. If you choose "Partial Conversion" then Column BA (AMOUNT) only will be converted based on selected currency (Column L) and Column BB (TAXES) value (INR) will be added to the converted values.
Note on K151: gepadmin: 1. If you choose "Full Conversion" then Column BA (AMOUNT) and Column BB (TAXES) BOTH values will be convert based on selected Currency in (Column L). 2. If you choose "Partial Conversion" then Column BA (AMOUNT) only will be converted based on selected currency (Column L) and Column BB (TAXES) value (INR) will be added to the converted values.
Note on K152: gepadmin: 1. If you choose "Full Conversion" then Column BA (AMOUNT) and Column BB (TAXES) BOTH values will be convert based on selected Currency in (Column L). 2. If you choose "Partial Conversion" then Column BA (AMOUNT) only will be converted based on selected currency (Column L) and Column BB (TAXES) value (INR) will be added to the converted values.
Note on K153: gepadmin: 1. If you choose "Full Conversion" then Column BA (AMOUNT) and Column BB (TAXES) BOTH values will be convert based on selected Currency in (Column L). 2. If you choose "Partial Conversion" then Column BA (AMOUNT) only will be converted based on selected currency (Column L) and Column BB (TAXES) value (INR) will be added to the converted values.
Note on K154: gepadmin: 1. If you choose "Full Conversion" then Column BA (AMOUNT) and Column BB (TAXES) BOTH values will be convert based on selected Currency in (Column L). 2. If you choose "Partial Conversion" then Column BA (AMOUNT) only will be converted based on selected currency (Column L) and Column BB (TAXES) value (INR) will be added to the converted values.
Note on K155: gepadmin: 1. If you choose "Full Conversion" then Column BA (AMOUNT) and Column BB (TAXES) BOTH values will be convert based on selected Currency in (Column L). 2. If you choose "Partial Conversion" then Column BA (AMOUNT) only will be converted based on selected currency (Column L) and Column BB (TAXES) value (INR) will be added to the converted values.
Note on K156: gepadmin: 1. If you choose "Full Conversion" then Column BA (AMOUNT) and Column BB (TAXES) BOTH values will be convert based on selected Currency in (Column L). 2. If you choose "Partial Conversion" then Column BA (AMOUNT) only will be converted based on selected currency (Column L) and Column BB (TAXES) value (INR) will be added to the converted values.
Note on K157: gepadmin: 1. If you choose "Full Conversion" then Column BA (AMOUNT) and Column BB (TAXES) BOTH values will be convert based on selected Currency in (Column L). 2. If you choose "Partial Conversion" then Column BA (AMOUNT) only will be converted based on selected currency (Column L) and Column BB (TAXES) value (INR) will be added to the converted values.
Note on K158: gepadmin: 1. If you choose "Full Conversion" then Column BA (AMOUNT) and Column BB (TAXES) BOTH values will be convert based on selected Currency in (Column L). 2. If you choose "Partial Conversion" then Column BA (AMOUNT) only will be converted based on selected currency (Column L) and Column BB (TAXES) value (INR) will be added to the converted values.
Note on K159: gepadmin: 1. If you choose "Full Conversion" then Column BA (AMOUNT) and Column BB (TAXES) BOTH values will be convert based on selected Currency in (Column L). 2. If you choose "Partial Conversion" then Column BA (AMOUNT) only will be converted based on selected currency (Column L) and Column BB (TAXES) value (INR) will be added to the converted values.
Note on K160: gepadmin: 1. If you choose "Full Conversion" then Column BA (AMOUNT) and Column BB (TAXES) BOTH values will be convert based on selected Currency in (Column L). 2. If you choose "Partial Conversion" then Column BA (AMOUNT) only will be converted based on selected currency (Column L) and Column BB (TAXES) value (INR) will be added to the converted values.
Note on K161: gepadmin: 1. If you choose "Full Conversion" then Column BA (AMOUNT) and Column BB (TAXES) BOTH values will be convert based on selected Currency in (Column L). 2. If you choose "Partial Conversion" then Column BA (AMOUNT) only will be converted based on selected currency (Column L) and Column BB (TAXES) value (INR) will be added to the converted values.
Note on K162: gepadmin: 1. If you choose "Full Conversion" then Column BA (AMOUNT) and Column BB (TAXES) BOTH values will be convert based on selected Currency in (Column L). 2. If you choose "Partial Conversion" then Column BA (AMOUNT) only will be converted based on selected currency (Column L) and Column BB (TAXES) value (INR) will be added to the converted values.
Note on K163: gepadmin: 1. If you choose "Full Conversion" then Column BA (AMOUNT) and Column BB (TAXES) BOTH values will be convert based on selected Currency in (Column L). 2. If you choose "Partial Conversion" then Column BA (AMOUNT) only will be converted based on selected currency (Column L) and Column BB (TAXES) value (INR) will be added to the converted values.
Note on K164: gepadmin: 1. If you choose "Full Conversion" then Column BA (AMOUNT) and Column BB (TAXES) BOTH values will be convert based on selected Currency in (Column L). 2. If you choose "Partial Conversion" then Column BA (AMOUNT) only will be converted based on selected currency (Column L) and Column BB (TAXES) value (INR) will be added to the converted values.
Note on K165: gepadmin: 1. If you choose "Full Conversion" then Column BA (AMOUNT) and Column BB (TAXES) BOTH values will be convert based on selected Currency in (Column L). 2. If you choose "Partial Conversion" then Column BA (AMOUNT) only will be converted based on selected currency (Column L) and Column BB (TAXES) value (INR) will be added to the converted values.
Note on K166: gepadmin: 1. If you choose "Full Conversion" then Column BA (AMOUNT) and Column BB (TAXES) BOTH values will be convert based on selected Currency in (Column L). 2. If you choose "Partial Conversion" then Column BA (AMOUNT) only will be converted based on selected currency (Column L) and Column BB (TAXES) value (INR) will be added to the converted values.
Note on K167: gepadmin: 1. If you choose "Full Conversion" then Column BA (AMOUNT) and Column BB (TAXES) BOTH values will be convert based on selected Currency in (Column L). 2. If you choose "Partial Conversion" then Column BA (AMOUNT) only will be converted based on selected currency (Column L) and Column BB (TAXES) value (INR) will be added to the converted values.
Note on K168: gepadmin: 1. If you choose "Full Conversion" then Column BA (AMOUNT) and Column BB (TAXES) BOTH values will be convert based on selected Currency in (Column L). 2. If you choose "Partial Conversion" then Column BA (AMOUNT) only will be converted based on selected currency (Column L) and Column BB (TAXES) value (INR) will be added to the converted values.
Note on K169: gepadmin: 1. If you choose "Full Conversion" then Column BA (AMOUNT) and Column BB (TAXES) BOTH values will be convert based on selected Currency in (Column L). 2. If you choose "Partial Conversion" then Column BA (AMOUNT) only will be converted based on selected currency (Column L) and Column BB (TAXES) value (INR) will be added to the converted values.
Validate
Print
Help

## Macros
Please Enable Macros to View BoQ information