## NOTES
NOTES:
1) Bidders shall give the required details and breakdown of their prices in the following Schedules, in line with provisions of Bid Documents:
a) Schedule No. 1: Plant and Equipment including Type Tests Charges and Mandatory Spares to be Supplied from Abroad.
b) Schedule No. 2: Plant and Equipment including Type Tests Charges and Mandatory Spares to be Supplied from within Employers Country
c) Schedule 3: Local Transportation, Inland Transit Insurance and other local costs incidental to delivery of the Plant and Equipment including Mandatory Spares shall be quoted in Schedule 3.
d) Schedule 4: Installation Services including Erection and Civil & Allied Works in Schedule 4 and shall include rates or prices for all labour, contractor‟s equipment, temporary works, materials, consumables and all matters and things of whatsoever nature, charges for insurance covers other than inland transit Insurance including operations and maintenance services, the provision of operations and maintenance manuals, training of employer‟s personnel, etc., and other services, as identified in the Bidding Documents, as necessary for the proper execution of the Installation Services.
e) Schedule 6: Recommended Spare parts shall be quoted separately in Schedule 6. Local Transportation Charges including Inland Transit Insurance etc., for recommended spares shall also be quoted in Schedule-6 and shall not be included in Schedule No. 3 by the bidder.
f) Schedule 7: Goods and Services Tax (GST) applicable on goods and services specified in Schedule Nos. 2, 3 & 4 shall not be included in respective schedules, but shall be quoted separately in Schedule No. 7. The Goods & Services Tax (GST) quoted by the bidder in Schedule No. 7 shall be as applicable in the Employer‟s country as on seven (7) days prior to the deadline for submission of Price Bids.
The prices quoted in Schedule Nos. 2, 3, 4 shall be inclusive of all Taxes, Duties, Levies & charges, except Goods and Services Tax (GST), payable in the Employer‟s country as of seven (7) days prior to the deadline for submission of price bids. Further, all Taxes, Duties, Levies & Charges on the Materials incorporated in Erection and Civil & Allied Works (as applicable) shall also be included in the prices quoted in Schedule No. 4 & no Separate payment on this account, whatsoever, shall be made by Employer.
Due Input Tax credits under GST as per the relevant Govt. Policy, wherever applicable, shall be taken into account by the Bidder while quoting his price.
g) Schedule 8A & 8B: Break up of Type Test Charges quoted in Schedule 1 & Schedule 2 Respectively.
h) Schedule 09: Schedule of Unit Rates.
2) Bidders shall quote the Total Amount of Schedule 1, Schedule 2, Schedule 3, Schedule 4 & Schedule 7 in the worksheet named SUMMARY (In Cyan Colored Cells)
3) Quantity of Mandatory Spares shall be as per Technical Specification, Section VI. Bidder is required to fill Quantity as well as unit price against each Mandatory Spares. If any of the quantity or unit price is left blank or it is different from technical specification, it will be considered inclusive in the Price Quoted as per the quantity mentioned in Technical Specification.

## SUMMARY
BOQ-REVISED
Item Description | Quantity | Units | Quoted Currency in INR | Total Amount of Respective Schedules | TOTAL AMOUNT | TOTAL AMOUNT (in Words)
2 | 3 | 4 | 5 | 6 | 7 | 8
Schedule of rates
Schedule 1 (Total Price) | 1 | AU | USD |  | 0
Schedule 1 (Total Price) | 1 | AU | EURO |  | 0
Schedule 1 (Total Price) | 1 | AU | GBP |  | 0
Schedule 1 (Total Price) | 1 | AU | YEN |  | 0
Schedule 1 (Total Price) | 1 | AU | INR |  | 0
Schedule 2 (Total Price) | 1 | AU | INR |  | 0
Schedule 3 (Total Price) | 1 | AU | INR |  | 0
Schedule 4 (Total Price) | 1 | AU | INR |  | 0
Schedule 7 (Total Price) | 1 | AU | INR |  | 0
GRAND TOTAL |  |  | USD | 0
GRAND TOTAL |  |  | EURO | 0
GRAND TOTAL |  |  | GBP | 0
GRAND TOTAL |  |  | YEN | 0
GRAND TOTAL |  |  | INR | 0

## Schedule 1
Schedule OF RATES AND PRICES
PRICE BID NO. NVVN/C&M/RE-123/2021-22
BIDDER's NAME AND ADDRESS :
SCHEDULE OF RATES AND PRICES | [5 empty] | SCHEDULE OF RATES AND PRICES
NOTE: Bidder to fill only in Cyan colored Cells. Bidder not to make any other changes | [5 empty] | SCHEDULE- 1 : PLANT AND EQUIPMENT INCLUDING TYPE TESTS CHARGES AND MANDATORY SPARES TO BE SUPPLIED FROM ABROAD
Schedule No. 1 : Plant and Equipment including Type Tests Charges and Mandatory Spares to be Supplied from Abroad.
| Item | Description | Qty. | Unit | Code** | *Currency | Unit price |  | Total Price |  | Remarks
[7 empty] | FOB | CIF (Indian port of entry | FOB | CIF (Indian port of entry
| A | MAIN EQUIPMENTS:-
| 1 | MAIN EQUIPMENT INCLUDING FACTORY FABRICATED STEEL STRUCTURES FOR ANDAMAN & NICOBAR GAS POWER PROJECT (50 MW) AS PER TECHNICAL SPECIFICATION, PART-A, SECTION-VI | 1 | LOT |  | USD |  |  | 0 | 0
[6 empty] | EURO |  |  | 0 | 0
[6 empty] | GBP |  |  | 0 | 0
[6 empty] | YEN |  |  | 0 | 0
[6 empty] | INR |  |  | 0 | 0
| 2 | MAIN EQUIPMENT FOR ROOFTOP SOLAR PV AS PER VOLUME-III, PART-A, SECTION-VI | 1 | LOT |  | USD |  |  | 0 | 0
[6 empty] | EURO |  |  | 0 | 0
[6 empty] | GBP |  |  | 0 | 0
[6 empty] | YEN |  |  | 0 | 0
[6 empty] | INR |  |  | 0 | 0
|  | SUB TOTAL (A) MAIN EQUIPMENTS | 1 | LOT |  | USD | 0 | 0 | 0 | 0
[6 empty] | EURO | 0 | 0 | 0 | 0
[6 empty] | GBP | 0 | 0 | 0 | 0
[6 empty] | YEN | 0 | 0 | 0 | 0
[6 empty] | INR | 0 | 0 | 0 | 0
| B | MANDATORY SPARES:-
| 1 | MANDATORY SPARES FOR MAIN EQUIPMENT [BOQ AS SPECIFIED IN Volume-III, PART-A, SECTION-VI, Technical Specifications ] (Bidder is reqired to fill the Unit Price of EACH Mandatory Sapres items serially , GIVEN BELOW, as specified in Part-A, Section-VI) | 1 | LOT |  | USD |  |  | 0 | 0
[6 empty] | EURO |  |  | 0 | 0
[6 empty] | GBP |  |  | 0 | 0
[6 empty] | YEN |  |  | 0 | 0
[6 empty] | INR |  |  | 0 | 0
| 2 | MANDATORY SPARES FOR ROOFTOP SOLAR PV [BOQ AS SPECIFIED IN Volume-III, PART-A, SECTION-VI, Technical Specifications ] (Bidder is reqired to fill the Unit Price of EACH Mandatory Spare items serially, GIVEN BELOW, as specified in Part-A, Section-VI) | 1 | LOT |  | USD |  |  | 0 | 0
[6 empty] | EURO |  |  | 0 | 0
[6 empty] | GBP |  |  | 0 | 0
[6 empty] | YEN |  |  | 0 | 0
[6 empty] | INR |  |  | 0 | 0
|  | SUB TOTAL (B) MANDATORY SPARES | 1 | LOT |  | USD | 0 | 0 | 0 | 0
[6 empty] | EURO | 0 | 0 | 0 | 0
[6 empty] | GBP | 0 | 0 | 0 | 0
[6 empty] | YEN | 0 | 0 | 0 | 0
[6 empty] | INR | 0 | 0 | 0 | 0
|  | SUB TOTAL (A+B) | 1 | LOT |  | USD | 0 | 0 | 0 | 0
[6 empty] | EURO | 0 | 0 | 0 | 0
[6 empty] | GBP | 0 | 0 | 0 | 0
[6 empty] | YEN | 0 | 0 | 0 | 0
[6 empty] | INR | 0 | 0 | 0 | 0
| C | SUB-TOTAL OF TYPE TEST CHARGES AS PER SCHEDULE-8A | 1 | LOT |  | USD |  |  | 0 | 0
[6 empty] | EURO |  |  | 0 | 0
[6 empty] | GBP |  |  | 0 | 0
[6 empty] | YEN |  |  | 0 | 0
[6 empty] | INR |  |  | 0 | 0
|  | GRAND TOTAL OF SCHEDULE I (A+B+C) (To be filled up in SUMMARY SHEET ) | 1 | LOT |  | USD | 0 | 0 | 0 | 0
[6 empty] | EURO | 0 | 0 | 0 | 0
[6 empty] | GBP | 0 | 0 | 0 | 0
[6 empty] | YEN | 0 | 0 | 0 | 0
[6 empty] | INR | 0 | 0 | 0 | 0
LOCAL AGENT'S COMMISSION (IF ANY): ......................................
(Included in FOB prices indicated above)
* Please state the currency and fill in the amount.
** Bidders shall enter a code representing the country of origin of all imported plant and equipment.
| Sl. No. |  | Code | Country
| 1 |  | ......................................................................................................
| 2 |  | ......................................................................................................
| 3 |  | ......................................................................................................
| 4 |  | ......................................................................................................
| 5 |  | ......................................................................................................
| 6 |  | ......................................................................................................
| 7 |  | ......................................................................................................
| 8 |  | ......................................................................................................
| 9 |  | ......................................................................................................
| 10 |  | ......................................................................................................
Note:
| 1 | Item listed above but price in Schedule 2 will be struck off by the Bidders in this Schedule 1.
| 2 | Unless stated otherwise a 'set' means items or sub-items required for each type/size range of the assembly/sub-assembly, required for complete replacement in one unit. It is further, intended that the assembly/sub-assembly which have different orientation (like left hand or right hand, top or bottom), different direction of rotation or mirror image positioning or any other reasons which result in maintaining two different sets of the spares to be used for the subject assembly/sub-assembly, these shall be considered as different types of assembly/sub-assembly.
| 3 | Wherever quantity has been specified as percentage (%), the quantity of mandatory spares to be provided by the Contractor shall be the specified percentage (%) of the total population required to meet the specification requirements. In case the quantity of Mandatory Spares so calculated to be fraction, the same shall be rounded off to next higher whole number.
| 4 | Wherever the quantities have been indicated for each type, size, thickness, materials, radius, range etc. these shall cover all the items supplied and installed and the breakup for these shall be furnished in the bid.
| 5 | In case spares indicated in the list are not applicable to the particular design offered by the bidder, the bidder should offer spares applicable to offered design with quantities generally in line with approach followed in the above list
| 6 | Bidder are required to indicate the break-up of type test charges as per Schedule-8A.
| 7 | In case the description / quantity for any item mentioned in Schedule is at variance from what has been stated in Technical Specification and its subsequent amendments and clarifications, the latter shall prevail.
| 8 | Quantity of Mandatory Spares shall be as per Technical Specification, Section VI. Bidder is required to fill Quantity as well as unit price against each Mandatory Spares. If any of the quantity or unit price is left blank or it is different from technical specification, it will be considered inclusive in the Price Quoted as per the quantity mentioned in Technical Specification.
LIST OF MANDATORY SPARES (Bidder to fill 'Currency' column, 'Unit Price' column & Break Up of LOT in 'Remarks' column)
I | Item | Item Description | QTY | UNIT |  | *Currency | Unit price | Total Price | Remarks (Indicate the Details / Break up of LOT)
|  |  | Qty |  |  |  | CIF (Indian port of entry | CIF (Indian port of entry
MECHANICAL
GAS ENGINE AND AUXILIARIES
| I | Engine Block, Bearings, Oil Sump & Covers
| 1 | Camshaft Bearing Bush | 1 | 20% of total population of all engines (LOT) |  |  |  | 0
| 2 | Cylinder head screw | 1 | 10% of total population of all engines(LOT) |  |  |  | 0
| 3 | Cylinder liner | 1 | 20% of total population of all engines (LOT) |  |  |  | 0
| 4 | Antipolishing Ring | 1 | 20% of total population of all engines (LOT) |  |  |  | 0
| 5 | Sealing Set | 1 | 20% of total population of all engines (LOT) |  |  |  | 0
| 6 | Thrust Bearing Kit | 1 | 40% of total population of all engines (LOT) |  |  |  | 0
| 7 | Main Bearing Kit | 1 | 40% of total population of all engines (LOT) |  |  |  | 0
| 8 | Sealing kit for Covers & End Covers | 1 | 20% of total population of all engines (LOT) |  |  |  | 0
| II. | Connecting Rod & Piston
| 9 | Big End Bearing kit | 1 | 20% of total population of all engines (LOT) |  |  |  | 0
| 10 | Piston | 1 | 2 Nos x Nos. of Engines Offered (LOT) |  |  |  | 0
| 11 | Piston Ring set | 1 | 2 Nos x Nos. of Engines Offered (LOT) |  |  |  | 0
| 12 | Small End Bearings | 1 | 20% of total population of all engines (LOT) |  |  |  | 0
| 13 | Connecting Rod Screws | 1 | 20% of total population of all engines (LOT) |  |  |  | 0
| 14 | Shims | 1 | 40% of total population of all engines (LOT) |  |  |  | 0
| 15 | Connecting Rod | 1 | 2 Nos x Nos. of Engines Offered (LOT) |  |  |  | 0
| 16 | Securing Ring | 1 | 20% of total population of all engines (LOT) |  |  |  | 0
| 17 | Gudgeon Pin | 1 | 20% of total population of all engines (LOT) |  |  |  | 0
| III | Cylinder Head with Valves
| 18 | Cylinder Head | 1 | 1 No. x Nos. of Engines Offered (LOT) |  |  |  | 0
| 19 | Starting valve | 1 | 1 No. x Nos. of Engines Offered (LOT) |  |  |  | 0
| 20 | Inlet valve (complete) | 1 | 1 No. x Nos. of Engines Offered (LOT) |  |  |  | 0
| 21 | Sealing set for Cylinder head replacement | 1 | 1 No. x Nos. of Engines Offered (LOT) |  |  |  | 0
| 22 | Seat ring for inlet valve | 1 | 1 No. x Nos. of Engines Offered (LOT) |  |  |  | 0
| 23 | Seat ring for outlet valve | 1 | 2 Nos. x Nos. of Engines Offered (LOT) |  |  |  | 0
| 24 | Sealing set for cylinder head overhaul | 1 | 1 No. x Nos. of Engines Offered (LOT) |  |  |  | 0
| 25 | Exhaust Valve (complete) | 1 | 2 Nos. x Nos. of Engines Offered (LOT) |  |  |  | 0
| IV | Valve Mechanism & Camshaft
| 26 | Intermediate Gear | 1 | 20% of total population of all engines (LOT) |  |  |  | 0
| 27 | Intermediate Gear Bearing | 1 | 20% of total population of all engines (LOT) |  |  |  | 0
| 28 | Camshaft piece | 1 | 1 No. x Nos. of Engines Offered (LOT) |  |  |  | 0
| 29 | Push Rod | 1 | 20% of total population of all engines (LOT) |  |  |  | 0
| 30 | Protecting pipes | 1 | 20% of total population of all engines (LOT) |  |  |  | 0
| 31 | Valve tappet | 1 | 20% of total population of all engines (LOT) |  |  |  | 0
| 32 | Gear | 1 | 20% of total population of all engines (LOT) |  |  |  | 0
| 33 | Guide pin | 1 | 20% of total population of all engines (LOT) |  |  |  | 0
| 34 | Screw | 1 | 20% of total population of all engines (LOT) |  |  |  | 0
| V | Turbocharger, charge Air Cooler & Waste Gates
| 35 | Charge Air Cooler | 1 | 20% of total population of all engines (LOT) |  |  |  | 0
| 36 | Turbocharger Bearings | 1 | 40% of total population of all engines (LOT) |  |  |  | 0
| 37 | Turbocharger Thrust collar | 1 | 1 No. x Nos. of Engines Offered (LOT) |  |  |  | 0
| 38 | Turbine Inlet casings | 1 | 1 No. x Nos. of Engines Offered (LOT) |  |  |  | 0
| 39 | Turbocharger Nozzle Ring | 1 | 1 No. x Nos. of Engines Offered (LOT) |  |  |  | 0
| 40 | Turbocharger Shroud Ring | 1 | 1 No. x Nos. of Engines Offered (LOT) |  |  |  | 0
| 41 | Turbine outlet Casings | 1 | 1 No. x Nos. of Engines Offered (LOT) |  |  |  | 0
| 42 | Turbocharger Rotor & Rotating parts | 1 | 1 No. x Nos. of Engines Offered (LOT) |  |  |  | 0
| VI | Ignition Equipment & Gas Manifold
| 43 | Spark Plug | 1 | 5 Nos. x Nos. of Engines Offered (LOT) |  |  |  | 0
| 44 | Pre Combustion Chamber Valve | 1 | 2 Nos. x Nos. of Engines Offered (LOT) |  |  |  | 0
| 45 | Ignition Module | 1 | 1 No. x Nos. of Engines Offered (LOT) |  |  |  | 0
| 46 | Connection piece/pipes (All types) | 1 | 1 No. x Nos. of Engines Offered (LOT) |  |  |  | 0
| 47 | Ignition Cable | 1 | 2 Nos. x Nos. of Engines Offered (LOT) |  |  |  | 0
| 48 | Main Gas admission valves | 1 | 1 No. x Nos. of Engines Offered (LOT) |  |  |  | 0
| VII | Fuel Feed System & Lubricating oil system
| 49 | Pump Sealing Set | 1 | 1 sets x No. of Engines offered (LOT) |  |  |  | 0
| 50 | Fuel Feed pipes | 1 | 1 No. x Nos. of Engines Offered (LOT) |  |  |  | 0
| 51 | Lube oil pump Bearings | 1 | 20% of total population of all engines (LOT) |  |  |  | 0
| 52 | Lube Oil service Kit | 1 | 40% of total population of all engines (LOT) |  |  |  | 0
| 53 | Lube Oil Thermostat element | 1 | 40% of total population of all engines (LOT) |  |  |  | 0
| 54 | Lube Oil Thermostatic element set | 1 | 1 No. x Nos. of Engines Offered (LOT) |  |  |  | 0
| 55 | Lube Oil filter Candles | 1 | 40% of total population of all engines (LOT) |  |  |  | 0
| 56 | Lube oil pump Driving Gear | 1 | 1 No. x Nos. of Engines Offered (LOT) |  |  |  | 0
| 57 | Pre Lube Oil pump gear | 1 | 1 No. x Nos. of Engines Offered (LOT) |  |  |  | 0
| VIII | Fuel Oil Forwarding System
| IX | Governor
| 58 | Governor Drive Bearing | 1 | 1 sets x No. of Engines offered (LOT) |  |  |  | 0
| X | Cooling water System
| 59 | LT water pump | 1 | 1 No. x Nos. of Engines Offered (LOT) |  |  |  | 0
| 60 | HT water pump | 1 | 1 No. x Nos. of Engines Offered (LOT) |  |  |  | 0
| 61 | Driving gear (All types) | 1 | 20% of total population of all engines (LOT) |  |  |  | 0
| 62 | NRV for circulating pump | 1 | 20% of total population of all engines (LOT) |  |  |  | 0
| XI | Exhaust System
| 63 | Positioner | 2 | nos |  |  |  | 0
| 64 | Bellows (All types) | 1 | 20% of total population of all engines (each type) (LOT) |  |  |  | 0
| 65 | Multiduct service Kit | 1 | 40% of total population of all engines (LOT) |  |  |  | 0
| XII | Automation & Engine Control
| 66 | Knock Sensor | 1 | 1 No. x Nos. of Engines Offered (LOT) |  |  |  | 0
| 67 | Temperature Sensor (All types) | 1 | 20% of total population of all engines (each type) (LOT) |  |  |  | 0
| 68 | Control Unit CCM | 1 | 1 No. x Nos. of Engines Offered (LOT) |  |  |  | 0
| 69 | Electronic Unit IOM | 1 | 1 No. x Nos. of Engines Offered (LOT) |  |  |  | 0
| 70 | Control Unit | 1 | 40% of total population of all engines (LOT) |  |  |  | 0
| 71 | Engine Safety module | 1 | 40% of total population of all engines (LOT) |  |  |  | 0
| 72 | Pressure Transducer | 1 | 20% of total population of all engines (LOT) |  |  |  | 0
| 73 | Pressure Sensor (All types) | 1 | 20% of total population of all engines (each type) (LOT) |  |  |  | 0
| 74 | I/P Convertor | 1 | 40% of total population of all engines (LOT) |  |  |  | 0
| 75 | Speed Pick-Up (All types) | 1 | 40% of total population of all engines (each type) (LOT) |  |  |  | 0
| 76 | Speed sensor | 1 | 40% of total population of all engines (each type) (LOT) |  |  |  | 0
| 77 | Limit Switch (All types) | 1 | 20% of total population of all engines (each type) (LOT) |  |  |  | 0
| XIII | Starting Air System
| 78 | Starting Air Master Valves of each drive type | 1 | 40% of total population of all engines (each type) (LOT) |  |  |  | 0
| 79 | Start Blocking Valve | 1 | 40% of total population of all engines (LOT) |  |  |  | 0
| 80 | Flame Arrestor | 1 | 40% of total population of all engines (LOT) |  |  |  | 0
Other spares
| 81 | O ring (All types) | 1 | 20% of total population of all engines (each type) (LOT) |  |  |  | 0
| 82 | Sealing sets (All other types not mentioned above) | 1 | 40% of total population of all engines (each type) (LOT) |  |  |  | 0
| 83 | Butterfly valves (All types) | 1 | 40% of total population of all engines (each type) (LOT) |  |  |  | 0
| 84 | Filter cartridge (All types other than Lube Oil filter) | 1 | 20% of total population of all engines (each type) (LOT) |  |  |  | 0
| 85 | Bellows (All types) | 1 | 40% of total population of all engines (each type) (LOT) |  |  |  | 0
WATER SYSTEM:
|  | A). SWRO (Pressure Tube and Memberanes) | [5 empty] | 0
| 1 | RO pressyre tube complete with memberane assembly | 1 | nos |  |  |  | 0
| 2 | RO Membranes | 1 | set |  |  |  | 0
Note : One set consists of quantity required for complete replacement for one Pump
| B) | Energy Recovery (ERU) Units
| 1 | ERU/PX Exchangers | 1 | 100 % ofERU/ PX units installed for one SWRO train/stream (LOT) |  |  |  | 0
Note : One set consists of quantity required for complete replacement for one Turbo Charger / PX pump as the case may be
| C) | Chemical Cleaning System (SWRO Plant)
| 1 | Mixer (Agitator) of Chemical Tanks | 1 | NO |  |  |  | 0
| 2 | Chemical Cleaning Pump & Motor | 1 | NO |  |  |  | 0
| 3 | Cartridge Filter Elements | 1 | Set |  |  |  | 0
Note : One set consists of quantity required for complete replacement for filter
| D). | Flushing Cleaning System (SWRO Plant)
| 1 | Flushing Pump & motor | 1 | NO |  |  |  | 0
| E). | Pre- Filtration
| (i) | Cartridge Filtration Units (as applicable)
| 1 | Cartridge Filters Elements | 1 | Set |  |  |  | 0
Note : One set consists of quantity required for complete replacement for one filter
| (ii) | Pressure Sand (PSF) Filters (If applicable)
| 1 | Inlet Water Distributor Assembly | 2 | Set |  |  |  | 0
| 2 | Strainers / Nozzles of Under drain Collector OR Header Lateral Collector (whichever is applicable) | 1 | Set |  |  |  | 0
| 3 | Filter Media | 1 | One full charge for one filter + 10% (LOT) |  |  |  | 0
Note : One set consists of quantity required for complete replacement for one filter
| (iii) | Dual Media (DMF) Filters-If applicable
| 1 | Inlet Water Distributor Assembly | 2 | Set |  |  |  | 0
| 2 | Strainers / Nozzles of Under drain Collector OR Header Lateral Collector (whichever is applicable) | 1 | Set |  |  |  | 0
| 3 | Filter Media | 1 | One full charge for one filter + 10% (LOT) |  |  |  | 0
Note : One set consists of quantity required for complete replacement for one filter
| (iv) | Filter Air Blowers (Air scouring of PSF & DMF)- If applicable
| 1 | Filter Air Blower | 1 | nos |  |  |  | 0
| F) | UF SYSTEM
| I-1) | Ultra-filtration (UF) Plant – Membranes
| 1) | UF Membranes | 1 | nos |  |  |  | 0
| I- 2) | UF Feed Pumps (UF Plant )
| 1) | UF feed pump | 1 | nos |  |  |  | 0
| G). | Valves
| 1 | Valves of all types | 1 | 1 number of each type / size /material of construction (LOT) |  |  |  | 0
| H). | High Pressure RO Pump
| 1 | The manufacturers mentioned pumps/spares recommended for two years | 1 | Set |  |  |  | 0
Note : One set consists of quantity required for complete replacement for one Pump
J).
| 2 | RO Booster Pump (as applicable)
| 1 | The manufacturers mentioned pumps/spares recommended for two years | 1 | Set |  |  |  | 0
Note : One set consists of quantity required for complete replacement for one Pump
| K | Pumps (one number of each type/size/MOC for intake Pre-treatment, UF, RO. Post treatment, Dozing, effluent)
| 1 | Horizontal Cerntrifugal Pumps | 1 | Nos |  |  |  | 0
| 2 | Vertical Pumps (If applicable) | 1 | Nos |  |  |  | 0
PLANT UTILITIES:
| 1.00.00 | Compressed Air System:
| 2000-01-01 | Oil free Screw Air Compressor
| 2001-01-01 | H. P. Stage Complete HP Stage assembly consisting of high pressure element, Bearing for male and female rotors (drive end), Bearing for male and female rotors (non-drive end), Timing gears, Graphite ring shaft for compressor chamber seals or white metal labyrinth, suction valve, discharge valve, packing set, Axial thrust bearing, Labyrinth oil seal or radial seals or double acting seals for drive shafts. | 1 | 1 Set of each type/rating (LOT) |  |  |  | 0
| 2002-01-01 | L. P. Stage Complete LP Stage assembly consisting of high pressure element, Bearing for male and female rotors (drive end),Bearing for male and female rotors (non-drive end), Timing gears, Graphite ring shaft for compressor chamber seals or white metal labyrinth, suction valve, discharge valve, packing set, Axial thrust bearing, Labyrinth oil seal or radial seals or double acting seals for drive shafts. | 1 | 1 Set of each type/rating (LOT) |  |  |  | 0
| 2003-01-01 | Motor Bearings | 2 | set |  |  |  | 0
| 2004-01-01 | LP stage Gear and Pinion | 1 | set |  |  |  | 0
| 2005-01-01 | HP stage Gear and Pinion | 1 | set |  |  |  | 0
| 2006-01-01 | Air Intake Filter Element With Gaskets | 4 | set |  |  |  | 0
| 2007-01-01 | Oil Filter Element With Gaskets & Seals | 4 | set |  |  |  | 0
| 2008-01-01 | Safety Valve Springs and Gaskets for HP stage | 1 | set |  |  |  | 0
| 2009-01-01 | Safety Valve Springs and Gaskets for LP stage | 1 | set |  |  |  | 0
| 2010-01-01 | Valves with actuators | 1 | 2 nos of each type/ratings/ size (LOT) |  |  |  | 0
| 2011-01-01 | Oil Pump/Motor
| 1.01.11.1 | Oil Pump and Motor complete assembly | 1 | set |  |  |  | 0
| 1.01.11.2 | Pump impeller/rotor with shaft | 1 | set |  |  |  | 0
| 1.01.11.3 | Set of bearings | 2 | set |  |  |  | 0
| 1.01.11.4 | Set of Seals | 2 | set |  |  |  | 0
| 2012-01-01 | Drain / Moisture Trap | 1 | 2 Set of each type/size (LOT) |  |  |  | 0
| 2013-01-01 | Oil Cooler Gaskets & Seals | 2 | set |  |  |  | 0
| 2.00.00 | AIR DRYING PLANT (Twin tower type) FOR IA SYSTEM (As applicable)
| 2001-02-01 | Pre filter element(Ceramic candle or as applicable) | 2 | set |  |  |  | 0
| 2002-02-01 | After filter element(Ceramic candle or as applicable) | 2 | set |  |  |  | 0
| 2003-02-01 | Valves & Valve Actuators (pneumatic/hydraulic) | 2 | set |  |  |  | 0
| 2004-02-01 | Heater coil for temperature stabilization (for HOC type)(as applicable) | 2 | set |  |  |  | 0
| 2000-02-02 | MEASURING INSTRUMENTS
| 1 | Electronic Transmitters
| (i) | Transmitters of all types, ranges and model no. (for the measurement of Pressure, differential pressure flow, level, etc.) | 1 | 10% or 1 No. of each type and model, whichever is more (LOT) |  |  |  | 0
| 2 | Temperature elements
| (i) | RTD’s* of each type and length | 1 | 10% or 2 Nos. of each type and length Whichever is more (LOT) |  |  |  | 0
| ii) | Thermocouples of each type like K-type, R- type, metal etc. and length * | 1 | 10% or 2 Nos. of each type and length Whichever is more (LOT) |  |  |  | 0
| (iii) | Thermowell for applications as applicable | 1 | 10% or 2 Nos. of each type and length Whichever is more (LOT) |  |  |  | 0
| (iv) | Temperature transmitters | 1 | 10% of each type and length whichever is more (LOT) |  |  |  | 0
| 3 | Local Indicators like temperature gauges, pressure gauges, differential pressure gauges, flow gauges flow meters etc., | 1 | 5% or 1 No. of each make, model and type whichever is more (to be divided to various ranges in proportion to main of all make (LOT) |  |  |  | 0
| 4 | Process Actuated Switch Devices Includes all types of Pressure, differential pressure, flow, temperature, differential temperature, level switch Devices | 1 | 5% or 1 No. of each type and model whichever is more (LOT) |  |  |  | 0
| 5 | Dew Point meters | 1 | 5% or 1 No. of each type and model whichever is more (LOT) |  |  |  | 0
| 2000-02-03 | MICROPROCESSOR BASED/PLC BASED CONTROL/ELECTRONIC BASED CONTROL PANEL (IF APPLICABLE)
| 1 | Fully programmed controller of electronic modules of each type (as applicable) | 1 | 10% or 1 no. whichever is more (LOT) |  |  |  | 0
| 2 | Power supply module (if applicable) | 1 | 10% or 1 no. whichever is more (LOT) |  |  |  | 0
| 2000-02-04 | Rotary drum type Air drying plant for Instrument Air system (As applicable)
|  | Drive assembly consisting of motor, gear boxes, drive shaft & coupling | 1 | Set |  |  |  | 0
| 2000-02-05 | Air compressor motor | 1 | No. |  |  |  | 0
| 3.00.00 | FIRE DETECTION AND PROTECTION SYSTEM
| Item | Description | Qty |  |  | Unit | Currency | Unit Price (CIF Indian Port of Entry) |  |  | Total CIF Price (Indian Port of Entry) |  |  | Remarks (Indicate the Details / Break up of LOT)
| 1 | PUMPS |  | Main | Jockey |  |  |  | Main | Jockey |  | Main | Jockey
| 1.1 | Impeller |  | 1 | 1 | set | [5 empty] | 0 | 0
| 1.2 | Pump bearing (Incl. thrust brg, journal brg., line shaft brg.) |  | 1 | 1 | set | [5 empty] | 0 | 0
| 1.3 | Pump shaft |  | 1 | 1 | set | [5 empty] | 0 | 0
| 1.4 | Wearing rings |  | 2 | 2 | set | [5 empty] | 0 | 0
| 1.5 | Shaft Sleeve |  | 1 | 1 | set | [5 empty] | 0 | 0
| 1.6 | Bushings |  | 2 | 2 | set | [5 empty] | 0 | 0
| 1.7 | Bearing housing (if provided) |  | 1 | 1 | set | [5 empty] | 0 | 0
| 1.8 | Coupling bolts & nuts (with bushes) |  | 1 | 1 | set | [5 empty] | 0 | 0
Above quantity/items are required for each type and rating of pumps being supplied under the contract
| 2 | DIESEL ENGINE (1 set means item required for 1 diesel engine) | [8 empty] | Remarks (Indicate the Details / Break up of LOT)
| Item | Qty | Qty |  | Unit | Currency | Unit Price (CIF Indian Port of Entry) |  | Total CIF Price (Indian Port of Entry)
| 2.1 | Sprayers/Injector |  | 1 | set |  |  |  |  | 0
| 2.2 | Piston rings & sealing rings |  | 1 | set |  |  |  |  | 0
| 2.3 | Exhaust valve assembly |  | 1 | set |  |  |  |  | 0
| 2.4 | Springs |  | 1 | set |  |  |  |  | 0
| 2.5 | Packings and gaskets |  | 1 | set |  |  |  |  | 0
| 2.6 | Fuel oil filter elements with seals |  | 2 | set |  |  |  |  | 0
| 2.7 | Fuel oil filter assembly |  | 1 | set |  |  |  |  | 0
| 2.8 | Lub. oil filter elements with seals |  | 2 | set |  |  |  |  | 0
| 2.9 | Scrapper rings |  | 1 | set |  |  |  |  | 0
| 2.1 | Solenoid coil for fuel valve |  | 1 | no. |  |  |  |  | 0
| 2.11 | Corrosion inhibitor (if provided) |  | 1 | set |  |  |  |  | 0
| 2.12 | Big end & small end bearing of connecting rod |  | 1 | set |  |  |  |  | 0
| 2.13 | Speedometer |  | 1 | No. |  |  |  |  | 0
| 2.14 | Speedometer wire |  | 1 | No. |  |  |  |  | 0
| 2.15 | Rubber hoses of water line with mounting clamps |  | 1 | set |  |  |  |  | 0
| 2.16 | Cranking starter assembly complete |  | 1 | set |  |  |  |  | 0
| 2.17 | Lub. oil and fuel oil hoses with end connectors |  | 1 | set |  |  |  |  | 0
| 2.18 | Water pump belts |  | 2 | set |  |  |  |  | 0
Above quantity/items are required for each type and rating of diesel engine being supplied under the contract
|  |  | Qty | Unit |  | *Currency | Unit price | Total Price | Remarks (Indicate the Details / Break up of LOT)
[7 empty] | CIF (Indian port of entry | CIF (Indian port of entry
| 3 | FIRE HOSES WITH COUPLINGS
| 3.1 | 7.5m long fire hoses (internal) with end connectors | 1 | 10% of population (LOT) |  |  |  | 0
| 3.2 | 15m long fire hoses (internal) with end connectors | 1 | 10% of population (LOT) |  |  |  | 0
| 3 .3 | 15m long fire hoses (external) with end connectors | 1 | 10% of population (LOT) |  |  |  | 0
| 4 | BRANCH PIPES WITH NOZZLES
| 4.1 | Nozzles with branch pipes & quick coupling ends (internal) | 1 | 10% of population (LOT) |  |  |  | 0
| 4.2 | Nozzles with branch pipes & quick coupling ends (external) | 1 | 10% of population (LOT) |  |  |  | 0
| 5 | DELUGE VALVE ASSEMBLIES
| 5.1 | Complete deluge valve assembly along with internals and accessories
| 5.1.1 | 150 NB | 1 | 10% of population (Min 1 Set) : (LOT) |  |  |  | 0
| 5.1.2 | 100 NB | 1 | 10% of population (Min 1 Set) : (LOT) |  |  |  | 0
| 5.1.3 | 80 NB | 1 | 10% of population (Min 1 Set) : (LOT) |  |  |  | 0
| 5.1.4 | 50 NB | 1 | 10% of population (Min 1 Set) : (LOT) |  |  |  | 0
| 5.2 | Clapper assembly complete (consisting of clapper seat rubber, screws, etc.)
| 5.2.1 | 150 NB | 1 | 10% of population (Min 1 Set) : (LOT) |  |  |  | 0
| 5.2.2 | 100 NB | 1 | 10% of population (Min 1 Set) : (LOT) |  |  |  | 0
| 5.2.3 | 80 NB | 1 | 10% of population (Min 1 Set) : (LOT) |  |  |  | 0
| 5.2.4 | 50 NB | 1 | 10% of population (Min 1 Set) : (LOT) |  |  |  | 0
| 5.3 | Solenoid coils
| 5.3.1 | 150 NB | 1 | 10% of population (Min 1 Set) : (LOT) |  |  |  | 0
| 5.3.2 | 100 NB | 1 | 10% of population (Min 1 Set) : (LOT) |  |  |  | 0
| 5.3.3 | 80 NB | 1 | 10% of population (Min 1 Set) : (LOT) |  |  |  | 0
| 5.3.4 | 50 NB | 1 | 10% of population (Min 1 Set) : (LOT) |  |  |  | 0
| 6 | VALVES (GATE/GLOBE/BUTTERFLY/NRV)
| 6.1 | Complete valves | 1 | 5% of population of each type & size (LOT) |  |  |  | 0
| 6.2 | Reduction gear operator(Gate/Globe/Butterfly) | 1 | 10% of population of each type & size (LOT) |  |  |  | 0
| 6.3 | Flap/door with pin(NRV) | 1 | 10% of population of the each type & size (LOT) |  |  |  | 0
| 6.4 | Disc( butterfly/globe) | 1 | 5% of population of each type & size (LOT) |  |  |  | 0
| 6.5 | Gate(Gate valve) | 1 | 5% of population of each type & size (LOT) |  |  |  | 0
| 6.6 | Stem(all types) | 1 | 5% of population of each type & size (LOT) |  |  |  | 0
| 6.7 | Seal rings(all types) | 1 | 10% of population of each type & size (LOT) |  |  |  | 0
| 6.8 | Flap rings(NRV) | 1 | 10% of population of each type & size (LOT) |  |  |  | 0
| 6.9 | Gaskets | 1 | 10% of population of each type & size (LOT) |  |  |  | 0
| 6.1 | Bearing(Butterfly valve) | 1 | 10% of population of each type & size (LOT) |  |  |  | 0
| 6.11 | Motorized actuator of butterfly valve 300 NB | 1 | No. |  |  |  | 0
| 7 | BASKET STRAINERS / Y-TYPE STRAINERS for HVW/MVW SYSTEM
| 7.1 | Strainer elements with O-rings and stiffeners.
| 7.1.1 | Basket strainer | 1 | 20% of population of each type & size (LOT) |  |  |  | 0
| 7.1.2 | Y- Type strainer | 1 | 20% of population of each type & size (LOT) |  |  |  | 0
| 8 | MVW SPRAY SYSTEM
| 8.1 | Spray Nozzles | 1 | 5% of population (LOT) |  |  |  | 0
| 8.2 | QB Detectors | 1 | 5% of population (LOT) |  |  |  | 0
| 9 | HVW SPRAY SYSTEM
| 9.1 | Spray nozzles | 1 | 5% of population (LOT) |  |  |  | 0
| 9.2 | QB Detectors | 1 | 5% of population (LOT) |  |  |  | 0
| 10 | HYDRANT VALVE
| 10.1 | Hydrant valve complete (internal) single headed with instantaneous female coupling | 1 | 20% of population (LOT) |  |  |  | 0
| 10.2 | Hydrant valve complete (external) single headed with instantaneous female coupling | 1 | 20% of population (LOT) |  |  |  | 0
| 10.3 | Water monitor sets with nozzle branch pipe etc. | 1 | 5% of population (LOT) |  |  |  | 0
| 10.4 | Spindle with nuts of Hydrant valve | 1 | 10% of population (LOT) |  |  |  | 0
| 10.5 | Bonnet, gland nut, rubber assembly of hydrant valve | 1 | 10% of population (LOT) |  |  |  | 0
| 10.6 | Seat, check nut, washer assembly of hydrant valve | 1 | 10% of population (LOT) |  |  |  | 0
| 10.7 | Rubber washer for female coupling | 1 | 10% of population (LOT) |  |  |  | 0
| 10.8 | Instantaneous female coupling assembly complete for hydrant valve | 1 | 10% of population (LOT) |  |  |  | 0
| 10.9 | Lock pin assembly for hydrant valve | 1 | 10% of population (LOT) |  |  |  | 0
| 11 | FIRE DETECTORS
| 11.1 | Multisensor detectors (Addressable) | 1 | 5% of population (LOT) |  |  |  | 0
| 11.2 | In Indicators assembly for smoke detectors provided in false ceiling (Response indicator) | 1 | 5% of population (LOT) |  |  |  | 0
| 12 | PORTABLE EXTINGUISHERS
| 12.1 | Water type | 1 | 10% of each type (LOT) |  |  |  | 0
| 12.2 | Foam Type | 1 | 10% of each type (LOT) |  |  |  | 0
| 12.3 | CO2 Type | 1 | 10% of each type (LOT) |  |  |  | 0
| 12.4 | Dry Chemical Type | 1 | 10% of each type (LOT) |  |  |  | 0
| 13 | MOBILE EXTINGUISHERS
| 13.1 | Foam type | 1 | 10% of each type (LOT) |  |  |  | 0
| 13.2 | CO2 Type | 1 | 10% of each type (LOT) |  |  |  | 0
| 13.3 | Dry Chemical Type | 1 | 10% of each type (LOT) |  |  |  | 0
| 14 | INERT GAS EXTINGUISHING SYSTEM
| 14.1 | Nozzles | 1 | 2 Nos. of each size/type (LOT) |  |  |  | 0
| 14.2 | Automatic & Manual release system | 1 | 1 No. of each size/type (LOT) |  |  |  | 0
| 14.3 | Cylinder valve with safety pressure relief device | 1 | 1 No. of each size/type (LOT) |  |  |  | 0
| 14.4 | Flexible hoses(if applicable) | 1 | 5 Nos. of each size/type (LOT) |  |  |  | 0
| 14.5 | Solenoid coils | 1 | 2 Nos. of each size/type (LOT) |  |  |  | 0
| 15 | Deleted
| 16 | FIRE ALARM PANEL & REPEATER FIRE ALARM PANEL
| 16.1 | Fuses | 1 | 100% of population (LOT) |  |  |  | 0
| 16.2 | Indicating lamps | 1 | 100% of population (LOT) |  |  |  | 0
| 16.3 | Push Button | 1 | 10 Nos. of each type and rating (LOT) |  |  |  | 0
| 16.4 | Power supply modules | 1 | 10% or 1 No. of each type & rating whichever is more (LOT) |  |  |  | 0
| 16.5 | Control modules, loop cards modules, isolator cards | 1 | 10% or 1 No. whichever is more (LOT) |  |  |  | 0
| 16.6 | LCD display of each type unit of panel | 1 | Nos. |  |  |  | 0
| 16.7 | Cartridges for printers | 2 | Nos. |  |  |  | 0
| 16.8 | Interface unit / modules for non- addressable devices, auxiliary / output relay modules, control modules, supervisory control modules and any other electronic modules | 1 | 10% or 1 No. whichever is more (LOT) |  |  |  | 0
| 16.9 | LED’s of each type | 1 | 100% of population (LOT). |  |  |  | 0
| 2016-09-01 | Power supervision relay | 1 | 4 Nos. of each type (LOT) |  |  |  | 0
| 16.1 | Fire screen / alarm buzzer | 1 | 1 No. of each type (LOT) |  |  |  | 0
| 17 | ELECTRICAL
| 17.1 | Electrical Actuator | 1 | 10% or 1 No. of each type, model and rating whichever is more (LOT) |  |  |  | 0
| 18 | CONTROL AND INSTRUMENTATION
| 18.1 | MEASURING INSTRUMENTS
| 2018-01-01 | All types of Local indicators | 1 | 2 Nos. of each make, model and type (LOT) |  |  |  | 0
| 2018-01-02 | Process Actuated Switch Devices : (All types of Pressure, diff. pressure, flow, temperature, level switch devices). | 1 | 2 Nos. of each type and model (LOT) |  |  |  | 0
| 2018-01-03 | All type of Electronic Transmitters and Ultrasonic Transmitters including sensors. | 1 | 10% or 1 No. of each type and model whichever is more (LOT) |  |  |  | 0
| 2018-01-04 | Limit switches for isolation valves | 1 | 2 Nos. of each type (LOT) |  |  |  | 0
| 19 | PROCESS CONNECTION PIPING (For Impulse Piping / Tubing and Air Supply Piping as Applicable)
| 2019-01-01 | Valves | 1 | 1 No. of each type, class, size and model (LOT) |  |  |  | 0
| 2019-01-02 | 2 way, 3 way, 5 way valve manifolds | 1 | 1 No. of each type, class, size and model (LOT) |  |  |  | 0
| 2019-01-03 | Fittings | 1 | 5% or 1 No. of each type, class, size and model whichever is more (LOT) |  |  |  | 0
| 20 | CABLES
| 2020-01-01 | Pre fabricated cable of each type. | 1 | 1 No. of each type, size and model (LOT) |  |  |  | 0
| 20.1.2. | Pre fabricated cable connector | 1 | 1 No. of each type, size and model (LOT) |  |  |  | 0
| 2020-01-03 | Other cables (including core cable, short-term fire proof cable, fiber optic cables, etc.) | 1 | 5% of each type, pair/ core and size of actual installed quantity (LOT) |  |  |  | 0
| 21 | PLC CONTROL SYSTEM
| 2021-01-01 | Power Supply Unit | 1 | 1 No. of each type and model (LOT) |  |  |  | 0
| 2021-01-02 | Electronic modules(I/O modules, communication modules and any other module used in the system) | 1 | 10% or 1 No. of each type and model, whichever is more (LOT) |  |  |  | 0
| 2021-01-03 | Central Processor Unit | 1 | 1 No. of each type and model (LOT) |  |  |  | 0
| 2021-01-04 | Interconnecting Cables | 1 | 10% of each type & size (LOT) |  |  |  | 0
| 2021-01-05 | Cooling Fan in PLC system / cabinet | 2 | Nos. |  |  |  | 0
| 2021-01-06 | Indication lamps of all types | 1 | 100% (LOT) |  |  |  | 0
| 2021-01-07 | Graphical Interface Unit | 1 | No. |  |  |  | 0
| 22 | 24V – DC POWER SUPPLY SYSTEM
| 2022-01-01 | CTs, CVTs, VTs, chokes, AC/DC isolators, contactors, timers, relays | 1 | 5% or 2 Nos. of each type and rating whichever is more (LOT) |  |  |  | 0
| 2022-01-02 | Fuses of each type and rating | 1 | 200% (LOT) |  |  |  | 0
| 2022-01-03 | Fuse free Circuit breakers | 1 | 5% or 5 Nos. of each type and rating whichever is more (LOT) |  |  |  | 0
| 2022-01-04 | Electronic modules of all types | 1 | One No. of each type (LOT) |  |  |  | 0
| 2022-01-05 | Indication lamps | 1 | 100% |  |  |  | 0
| 2022-01-06 | Cooling Fans | 1 | 1 No. of each type (LOT) |  |  |  | 0
| 2022-01-07 | Indicators | 1 | 1 No of each type and rating (LOT) |  |  |  | 0
| 2022-01-08 | Relays of all types including overload relays | 1 | 2 Nos. of each type and rating (LOT) |  |  |  | 0
| 2022-01-09 | Batteries | 1 | 5% or 2 nos. of each type & rating whichever is more (LOT) |  |  |  | 0
| 4.00.00 | VENTIALTION SYSTEM
| 1 | MOTOR for supply air fan/Exhaust Air fan/ Roof Extractor | 1 | 1 no. each type and rating (LOT) |  |  |  | 0
| 2 | Filters |  | 10% of each type and size |  |  |  | 0
ELECTRICAL:
|  |  | QTY |  | UNIT | Currency | Unit Price (CIF Indian Port of Entry) |  | Total Price (CIF Indian Port of Entry) |  | Remarks (Indicate the Details / Break up of LOT)
|  | MANDATORY SPARES for oil filled transformers and SUT: | SUT | AUX TR. (FOR EACH RATING) |  |  | SUT | AUX TR. (FOR EACH RATING) | SUT | AUX TR. (FOR EACH RATING)
| 1 | HV Bushing with metal parts and gaskets (See Note 1) | 3 | 3 | No. |  |  |  | 0 | 0
| 2 | HV Neutral bushing with metal parts and gaskets (if applicable) | 2 | 1 | No. |  |  |  | 0 | 0
| 3 | LV bushing with metal parts and gaskets (See Note 1) | 3 | 3 | No. |  |  |  | 0 | 0
| 4 | LV Neutral bushing with metal parts and gaskets (if applicable) | 0 | 1 | No. |  |  |  | 0 | 0
| 5 | WTI with contacts | 1 | 1 | No. |  |  |  | 0 | 0
| 6 | OTI with contacts | 1 | 1 | No. |  |  |  | 0 | 0
| 7 | Pressure relief device (if applicable) | 1 | 1 | No. |  |  |  | 0 | 0
| 8 | MOG | 1 | 1 | No. |  |  |  | 0 | 0
| 9 | Buchholz relay complete | 1 | 1 | No. |  |  |  | 0 | 0
| 10 | Oil surge relay | 1 | 0 | No. |  |  |  | 0 | 0
| 11 | Set of gaskets (See Note 2) | 1 | 1 | Set |  |  |  | 0 | 0
| 12 | Set of valves | 1 | 1 | 2 No. of each type/size (LOT) |  |  |  | 0 | 0
| 13 | Cooler fan with motor | 2 | 0 | Nos. |  |  |  | 0 | 0
| 14 | Air cell for conservator (If applicable) | 1 | 1 | No. |  |  |  | 0 | 0
| Note 1: | Each mandatory spare OIP bushing shall be provided with suitable "stand ".
| Note 2: | 1 set consists of gaskets required for 1 (one) No. transformer for the following
| (a) | Protection and monitoring devices
| (b) | Cooler circuit
| (c) | Largest inspection cover, if applicable
| (d) | HV/LV turret, if applicable
|  |  | Qty | Unit |  | *Currency | Unit price | Total Price | Remarks (Indicate the Details / Break up of LOT)
[7 empty] | CIF (Indian port of entry | CIF (Indian port of entry
MANDATORY SPARES for LT SWITCHGEAR:
Part A:
| 1 | Complete breaker | 1 | 10% of each type & rating(min 1 No) (LOT) |  |  |  | 0
| 2 | Ammeter | 1 | 2 Nos of each type, size & range (LOT) |  |  |  | 0
| 3 | Voltmeter | 1 | 2 Nos of each type, size & range (LOT) |  |  |  | 0
| 4 | Relays | 1 | 10 % of each type (min 2 Nos) (LOT) |  |  |  | 0
| 5 | Bus bar support insulators | 10 | Nos. |  |  |  | 0
Part B:
| 1 | Spring charging motors | 1 | 3 Nos SET of each type & rating (LOT) |  |  |  | 0
| 2 | Aux. Contact set | 1 | 6 sets of each type & rating (LOT) |  |  |  | 0
| 3 | Limit switches | 1 | 10 Nos of each type (LOT) |  |  |  | 0
| 4 | Arc chutes | 1 | 10% of each type & rating (LOT) |  |  |  | 0
| 5 | Fixed contact set | 1 | 3 sets of each type & rating (LOT) |  |  |  | 0
| 6 | Moving contact set | 1 | 3 Nos sets of each type & rating (LOT) |  |  |  | 0
| 7 | Arcing contact | 1 | 3 Nos sets of each type (LOT) |  |  |  | 0
| 8 | Charging spring | 1 | 2 Nos of each type & rating (LOT) |  |  |  | 0
| 9 | Current transformer | 1 | 3 Nos of each type & ratio (LOT) |  |  |  | 0
| 10 | Closing coil | 1 | 6 Nos of each type & rating (LOT) |  |  |  | 0
| 11 | Trip coil | 1 | 6 Nos of each type & rating (LOT) |  |  |  | 0
| 12 | CT for Bimetal O/L relays | 1 | 3 Nos of each type & rating (LOT) |  |  |  | 0
| 13 | Voltage transformer | 1 | 3 Nos of each type and ratio (LOT) |  |  |  | 0
| 14 | Control supply transformer | 1 | 3 Nos of each type and rating (LOT) |  |  |  | 0
| 15 | (a) Power contactor | 1 | 2 Nos of each type & rating (LOT) |  |  |  | 0
|  | (b) Coil of above contactor | 1 | 2 Nos of each type & rating (LOT) |  |  |  | 0
| 16 | Air break switches/ MCCBs | 1 | 3 Nos of each type & rating (LOT) |  |  |  | 0
| 17 | DP air break switches(DC) | 1 | 3 Nos of each type & rating (LOT) |  |  |  | 0
| 18 | Control & selector switches | 1 | 3 Nos of each type & rating (LOT) |  |  |  | 0
| 19 | Control fuses & neutral links | 1 | Total 50 Nos (Fuses) & 10 Nos (Neutral links), to cover all the ratings (LOT) |  |  |  | 0
| 20 | Indicating lamps | 1 | Total 30 Nos to cover all the types & ratings (LOT) |  |  |  | 0
| 21 | Vertical bus bar dropper support insulators | 25 | Nos. |  |  |  | 0
| 22 | Bus duct flexible connectors (both transformer and switchgear end) | 1 | 1 set for thee phases of each type & size (LOT) |  |  |  | 0
| 23 | (a) Primary disconnect in MCC (Bus bar end)(Male/female contact) | 1 | Total 15 Nos. proportionately divide for all ratings (LOT) |  |  |  | 0
|  | (b) Secondary disconnect in MCC (Cable end) | 1 | Total 15 Nos. proportionately divide for all ratings (LOT) |  |  |  | 0
| 24 | Push buttons | 1 | 10 Nos of each type (LOT) |  |  |  | 0
| 25 | Power fuses | 1 | Total 20% proportionately divide for all ratings (min 3 Nos) (LOT) |  |  |  | 0
| 26 | Thermal Bimetal relays | 1 | Total 5%. proportionately divide for all ratings (min 1 No) (LOT) |  |  |  | 0
| 27 | Current transducers | 1 | 2 Nos of each type & rating (LOT) |  |  |  | 0
| 28 | Voltage transducers | 1 | 2 Nos of each type & rating (LOT) |  |  |  | 0
| 29 | Busbar aluminium flat pieces | 1 | 12 meters of each type & rating (LOT) |  |  |  | 0
| 30 | Busbar angles/formed pieces for breaker | 1 | 2 Nos. of each type (LOT) |  |  |  | 0
| 31 | Terminal blocks | 1 | 12 Nos of each type & rating (LOT) |  |  |  | 0
LIST OF MANDATORY SPARES FOR MV SWITCHGEAR:
MV Switchgear (33kV)
| 1 | Breaker of each rating | 1 | 10% of each type & rating (Min 1 No.) (LOT) |  |  |  | 0
| 2 | Numerical relays | 1 | 10% of each type (Min 2 Nos) (LOT) |  |  |  | 0
| 3 | Aux. Relays/ Lock out relays/ Timers(if applicable) | 1 | 10% of each type (Min 2 Nos) (LOT) |  |  |  | 0
| 4 | Bus bar support insulators | 12 | Nos. |  |  |  | 0
| 5 | Energy meter of each type & range | 1 | 1 Nos. of each type (LOT) |  |  |  | 0
| 6 | Spring charging motor complete | 1 | 2 Nos. of each type (LOT) |  |  |  | 0
| 7 | Current transformer of each type & ratio | 1 | 3 Nos. of each type (LOT) |  |  |  | 0
| 8 | Potential transformer of each type & ratio | 1 | 3 Nos. of each type (LOT) |  |  |  | 0
| 9 | Shunt trip coil | 1 | 5 Nos. of each type & rating (LOT) |  |  |  | 0
| 10 | Closing coils | 1 | 5 Nos. of each type & rating (LOT) |  |  |  | 0
| 11 | Moving contact assembly of each rating (One set means complete replacement for one breaker) | 2 | sets |  |  |  | 0
| 12 | Stationary (fixed) contact of each rating (One set means complete replacement for one breaker) | 2 | sets |  |  |  | 0
| 13 | Bus seal off bushings | 1 | 3 nos. of each type & size (LOT) |  |  |  | 0
| 14 | Limit switches | 1 | 10 Nos. of each type (LOT) |  |  |  | 0
| 15 | Control switches | 1 | 2 Nos. of each type (LOT) |  |  |  | 0
| 16 | Selector switches | 1 | 2 Nos. of each type (LOT) |  |  |  | 0
| 17 | Isolation switch for the control supply | 2 | Nos. |  |  |  | 0
| 18 | Circuit breaker auxiliary contact assembly | 1 | 6 Nos. of each type & rating (LOT) |  |  |  | 0
| 19 | Indicating lamps with holders | 20 | sets |  |  |  | 0
| 20 | (a) Fuse base and holder | 12 | Nos. |  |  |  | 0
|  | (b) Fuse link | 12 | Nos. |  |  |  | 0
| 21 | Isolating contact ( fixed & moving)( one set means male & female contacts of one complete breaker) | 1 | 4 sets of each rating (LOT) |  |  |  | 0
| 22 | Terminal blocks | 6 | Nos. |  |  |  | 0
| 23 | Multiple pin plug contact assy. with cables (male & female) | 6 | Nos. |  |  |  | 0
| 24 | Inter-phase barrier | 1 | 2 Nos. of each type (LOT) |  |  |  | 0
| 25 | Vacuum Contactors with HRC fuses (if applicable) | 1 | 2 Sets (One set= Three fuses) (LOT) |  |  |  | 0
| 26 | Surge arresters (if applicable) | 1 | 3 Nos. of each rating (LOT) |  |  |  | 0
LIST OF MANDATORY SPARES FOR GENERATOR & AUXILLIARIES:
| A | Generator & Auxiliaries
| 1 | Complete Generator bearings | 1 | 20% of total population of all engines (LOT) |  |  |  | 0
| 2 | Exciter bearings (if applicable) | 1 | 20% of total population of all engines (LOT) |  |  |  | 0
| 3 | Brush- holder assembly with housing for exciter for rotor winding E/F sensing (if applicable) | 1 | 20% of total population of all engines (LOT) |  |  |  | 0
| 4 | Brush Gear assembly complete with brushes for slip ring (if applicable) | 1 | 20% of total population of all engines (LOT) |  |  |  | 0
| 5 | Gaskets of all types for Generator | 1 | 20% of total population of all engines (LOT) |  |  |  | 0
| 6 | Brush- holder assembly for shaft earthing (if applicable) | 1 | 20% of total population of all engines (LOT) |  |  |  | 0
| 7 | Complete Generator phase and neutral bushings with terminal connectors for one machine | 1 | 20% of total population of all engines (LOT) |  |  |  | 0
| B | Excitation system
| a | Relays | 1 | 4 Nos. of each type (LOT) |  |  |  | 0
| b | Electronic modules | 1 | 2 Nos. of each type (LOT) |  |  |  | 0
| c | Rectifier element with heat sinks, RC network and fuses | 1 | 2x100% of one bridge (LOT) |  |  |  | 0
| d | AC/DC field breaker | 2 | Nos |  |  |  | 0
| e | Over voltage suppressor | 2 | Sets |  |  |  | 0
| f | Control transformers of each type/rating | 2 | Sets |  |  |  | 0
| g | Excitation Transformer | 2 | Nos |  |  |  | 0
| h | Field flashing breaker | 2 | Nos |  |  |  | 0
| i | Over voltage suppressor | 2 | Set |  |  |  | 0
| j | Initial excitation diode | 4 | Set |  |  |  | 0
| k | Compatible HMI / Laptops for excitation system | 1 | 2 no. of each type (LOT) |  |  |  | 0
| l | Software & Programmes / programmed EPROMs with necessary hardware/software keys for multiple use. | 1 | 2 set of each type for one unit (LOT) |  |  |  | 0
| m | Network switches / ethernet switches with connectors, cables and all accessories complete for one unit. | 1 | 2 no. of each type (LOT) |  |  |  | 0
| C | VFD drive | 1 | 02 no of each type & rating (LOT) |  |  |  | 0
| D | Motors | 1 | 2 no of each type and rating (LOT) |  |  |  | 0
LIST OF MANDATORY SPARES FOR GENERATOR & AUXILLIARIES:
| I | MV Busduct
| 1 | 11 kV Busduct
| i | Support insulators | 25 | Nos. |  |  |  | 0
| ii | Three phase set of flexible terminal connectors for switchgear end of each type & rating | 1 | Set |  |  |  | 0
| iii | Three phase set of flexible terminal connector for transformer end of each type & rating | 1 | Set |  |  |  | 0
| iv | Three phase set of flexible terminal connector for Generator end of each type & rating | 1 | Set |  |  |  | 0
| v | Three phase set of flexible terminal connector for PTSP and NG Cubicle end of each type & rating | 1 | Set |  |  |  | 0
| vi | Seal off bushings of each type & rating | 3 | Nos. |  |  |  | 0
| 2 | NG Transformer for Generator | 1 | No. |  |  |  | 0
| 3 | Current trans formers
| a | Generator CTs of each type & rating | 3 | Nos. |  |  |  | 0
| 4 | VT & SP Cubicles
| a | Lightning arrestor | 3 | Nos. |  |  |  | 0
| b | VT for Generator each type and rating | 3 | Nos. |  |  |  | 0
| c | Surge capacitor | 3 | Nos. |  |  |  | 0
| NOTE: | ONE SET MEANS COMPLETE REQUIREMENT OF ONE PHASE, WHEREVER NOT SPECIFIED
LIST OF MANDATORY SPARES FOR DG SET:
| 1 | Ammeter 96x96mm, (0-200 amp) Accuracy class:1.0 | 1 | No. |  |  |  | 0
| 2 | A.C. Voltmeter 96x96 mm, (0-15 kV) Accuracy class:1.0 | 1 | No. |  |  |  | 0
| 3 | Coil assembly 24 Volts | 2 | Set |  |  |  | 0
| 4 | Solenoid coil for fuel oil system | 2 | No. |  |  |  | 0
| 5 | Complete rotating rectifier assembly for alternator | 1 | Set |  |  |  | 0
| 6 | Voltage regulator complete | 1 | Set |  |  |  | 0
| 7 | Switches | 1 | 1 No. of each type & rating (LOT) |  |  |  | 0
| 8 | Power contactors | 1 | 2 No. of each type & rating (LOT) |  |  |  | 0
| 9 | Auxiliary contactors | 1 | 1 No. of each type & rating (LOT) |  |  |  | 0
| 10 | DC starter assembly with clutch engaging and disengaging arrangements complete with motor | 1 | No. |  |  |  | 0
| 11 | Coil for contactor(for both power and Auxiliary contactors) | 1 | 2 No. of each type & rating (LOT) |  |  |  | 0
| 12 | Timer | 1 | 1 No. of each type & rating (LOT) |  |  |  | 0
| 13 | Auxiliary relays | 1 | 1 No. of each type & rating (LOT) |  |  |  | 0
| 14 | Current transformers | 1 | 1 No. of each type (LOT) |  |  |  | 0
| 15 | Voltage transformers | 1 | 1 No. of each type (LOT) |  |  |  | 0
| 16 | Battery charging rectifier diodes | 4 | Nos. |  |  |  | 0
| 17 | Fuses | 1 | 6 No. of each type & rating (LOT) |  |  |  | 0
| 18 | Start/Stop push buttons | 1 | 2 No. of each type & rating (LOT) |  |  |  | 0
| 19 | Indication lamps | 1 | 20% (LOT) |  |  |  | 0
| 20 | Indication lamp holders | 1 | 10% (LOT) |  |  |  | 0
| 21 | On/Off isolator | 1 | No. |  |  |  | 0
MANDATORY SPARES LIST FOR CONTROL AND INSTRUMENTATIONS
CONTROL SYSTEM:
| 1 | HMI Devices
| A) | Work station
|  | (i) OWS with licensed software | 1 | 1 no. of each type and model (LOT) |  |  |  | 0
|  | (ii) Server/Programming Station with License Software | 1 | 1 no. of each type and model (LOT) |  |  |  | 0
|  | (iii) Keyboard | 1 | 2 no. of each type and model (LOT) |  |  |  | 0
|  | (iv) Mouse | 1 | 4 no. of each type and model (LOT) |  |  |  | 0
| B) | Network Components
|  | (i)Switch/repeaters/hubs/firewalls for PLC/ DDCMIS including Station LAN etc. | 1 | 2 nos. of each type and model (LOT) |  |  |  | 0
|  | (ii) Any other device/equipment not covered under above items but required to make system complete. | 1 | 2 nos. of each type and model (LOT) |  |  |  | 0
| 2 | Cables and Connectors.
|  | (i) Prefab interconnecting cables with connectors | 1 | 2 no. of each type and length (LOT) |  |  |  | 0
|  | (ii) System bus cable with connectors | 1 | 2 no. of each type and length (LOT) |  |  |  | 0
|  | (iii) I/O bus cable with connectors for remote I/O units | 1 | 2 no. of each type and length (LOT) |  |  |  | 0
|  | (iv) Loose Connectors | 1 | 5 nos. (sets) of each type (LOT) |  |  |  | 0
| 3 | Power Supply Modules & Power Packs for control system | 1 | 20% or 2 nos. of each type model and rating, whichever is more (LOT) |  |  |  | 0
| 4 | Electronic modules of each type and model for control system, Data communication system, Master and Slave Clock etc. (This shall include all type of cards like I/O cards, Remote I/O cards, communication/Interface cards, controller cards, CPU module or Card, logic cards, etc.) | 1 | 20% or 2 nos. of each type model and rating, whichever is more (LOT) |  |  |  | 0
| 5 | Bus coupler/Interface hardware / other communication devices. | 1 | 20% of each type and model or minimum 2 nos. whichever is more (LOT) |  |  |  | 0
| 6 | Relays | 1 | 10% of each type and model or minimum 2 nos. whichever is more (LOT) |  |  |  | 0
|  | Isolators | 1 | 10% of each type and model or minimum 2 nos. whichever is more (LOT) |  |  |  | 0
| 7 | Batteries used for battery backup of RAMs(If applicable) | 1 | 10% of each type and model or minimum 2 nos. whichever is more (LOT) |  |  |  | 0
| 8 | Fuses | 1 | 200 % of each type and rating (LOT) |  |  |  | 0
| 9 | Cooling fans for Power supply and cabinets. | 1 | 10 % of each type and model (LOT) |  |  |  | 0
| 10 | Intelligent mini UPS for workstation server, PCs, LVS, L3 switch.(if applicable) | 1 | 1 no. of each size and rating (LOT) |  |  |  | 0
MEASURING INSTRUMENTS:
| 1 AAQMS (SO2, NOx, CO, Mercury, Ozone, Dust monitoring) | AAQMS (SO2, NOx, CO, Mercury, Ozone, Dust monitoring)
| (i) | Analyzer for SO2, NOx, CO, Dust monitoring | 1 | 1 no. complete instrument of each type and model (LOT) |  |  |  | 0
| (ii) | Electronic Card Assemblies/PCBs, power supply modules | 1 | 10% of each type and model (LOT) |  |  |  | 0
| (iii) | Set of Gaskets/"O" rings/ seals | 1 | 200% of each type, model, rating and size (LOT) |  |  |  | 0
| (iv) | Heater Assembly. | 1 | 20% of each type and model (LOT) |  |  |  | 0
| (v) | Temp. Sensor | 1 | 20% of each type and model (LOT) |  |  |  | 0
| (vi) | Solenoids | 1 | 2 nos. of each type, model and rating (LOT) |  |  |  | 0
| (vii) | Filters, light source, etc. | 1 | 100% of each type, model and rating (LOT) |  |  |  | 0
| (viii) | Calibration gases, calibration cell and other consumables for calibration: - of all types and ranges. | 1 | One year supply (LOT) |  |  |  | 0
| (ix) | Pump repair kit (If applicable) | 1 | Set |  |  |  | 0
| 2. (I) CEMS (SOx, NOx, CO, CO2, PM, NMHC):- | (I) CEMS (SOx, NOx, CO, CO2, PM, NMHC):-
| (a) | Analyzer for SOx, NOx, CO2, CO. | 1 | 1 no complete instrument of each type and model (LOT) |  |  |  | 0
| (b) | Flue gas flow measurement | 1 | 1 no. complete instrument alongwith sender/receiver unit (LOT) |  |  |  | 0
| (c) | Stack Opacity measurement | 1 | 1 no. complete instrument alongwith sender/receiver unit (LOT) |  |  |  | 0
| (d) | Electronic card assembly/ PCBs, moisture/condensate monitor, power supply modules | 1 | 10% of each type, model and rating (LOT) |  |  |  | 0
| (e) | Set of gaskets/O-rings/ seals | 1 | 200% of each type, model, rating and size (LOT) |  |  |  | 0
| (f) | Temp. Sensor | 1 | 20% of each type and model (LOT) |  |  |  | 0
| (g) | Heater assembly, Cooler assembly | 1 | 20% of each type and model (LOT) |  |  |  | 0
| (h) | Complete Probe with shield assembly (Not applicable for Insitu- path) | 1 | 1 no. of each type and model (LOT) |  |  |  | 0
| (i) | Solenoids | 1 | 2 nos. of each type, model and rating (LOT) |  |  |  | 0
| (j) | Filters, light source, sensor, detector, etc. | 1 | 200% of each type, model and rating (LOT) |  |  |  | 0
| (k) | Calibration gases, Calibration cell and other consumables for calibration: - all types and ranges. | 1 | One year supply (LOT) |  |  |  | 0
| (l) | Heavy duty blower assembly | 1 | 1 no. of each type, size and rating (LOT) |  |  |  | 0
| (m) | Rotameter/Air flow meter | 1 | 2 nos. of each type, model and rating (LOT) |  |  |  | 0
| 3 | Measuring Instruments
| a) | Transmitters
| (i) | Transmitters of all type, range and model no. (For the measurement of Pressure, differential pressure flow, level, temperature etc.) | 1 | 10%. of each type and model (LOT) |  |  |  | 0
| (ii) | Interface modules at field(between field transmitter & DDCMIS)like Zener barrier, power supply isolator, isolater(as applicable)etc. | 1 | 10% of each type (LOT) |  |  |  | 0
| b) | Temperature elements
| (i) | RTD's | 1 | 10% of each type and length (LOT) |  |  |  | 0
| (ii) | Thermocouples | 1 | 10% of each type and length (LOT) |  |  |  | 0
| 3.00.00 | POWER SUPPLY SYSTEM:
Uninterrupted Power supply (UPS) System including Static Switches for Sub Distribution
| (i) | Silicon controlled thyristors, diodes and power transistors. | 1 | 100% (LOT) |  |  |  | 0
| (ii) | Capacitors | 1 | Set |  |  |  | 0
| (iii) | CT's, CVT's VT's chokes, AC/DC isolators, contactors, timers, relays. | 1 | 10% of each type and rating (LOT) |  |  |  | 0
| (iv) | Fuses of each types and rating | 1 | 200%(LOT) |  |  |  | 0
| (v) | Fuse free Circuit breakers | 1 | 5% of each type and rating (LOT) |  |  |  | 0
| (vi) | Electronic modules | 1 | 10% of each type (LOT) |  |  |  | 0
| (vii) | Indication lamps | 1 | 100% of each type (LOT) |  |  |  | 0
| (viii) | Lamp holders with series resistor, if any | 1 | 10% of each type (LOT) |  |  |  | 0
| (ix) | Cooling Fans | 1 | 2 nos. of each type (LOT) |  |  |  | 0
| (x) | Digital/analog panel meters/ indicators | 1 | 1 no. of each type (LOT) |  |  |  | 0
| (xi) | Relays of all types including overload relays. | 1 | 10%)LOT) |  |  |  | 0
| (xii) | Static Switch | 1 | 10% or minimum 1 no ( whichever is higher) of each type and rating (LOT) |  |  |  | 0
| 4.00.00 | INSTRUMENTATION CABLE, INTERNAL WIRING:
| (i) | Pre fabricated cable of each type (other than DDCMIS application) (if applicable) | 1 | 10% of installed quantity (LOT) |  |  |  | 0
| (ii) | Pre fabricated cable connector (other than DDCMIS application) (if applicable) | 1 | 10% of each type and model (LOT) |  |  |  | 0
| (iii) | Other cables (Instrumentation and Control cable) | 1 | 5% or 500 mtrs whichever is more for each type, pair and size of actual supplied quantity (LOT) |  |  |  | 0
| 5.00.00 | CCTV:
| (i) | Camera | 1 | 10% of each type or 2 nos. which ever is more (LOT) |  |  |  | 0
| (ii) | Full function keyboard & Joystick | 1 | No. |  |  |  | 0
| (iii) | Client Work Stations with monitor | 1 | No. |  |  |  | 0
| (iv) | Network Switches | 1 | 10% of each type ,make ,model etc. (LOT) |  |  |  | 0
| (v) | Camera/Database Server | 1 | No. |  |  |  | 0
| (vi) | Mechanism motors | 1 | 10% (LOT) |  |  |  | 0
| (vii) | Media Converters | 1 | 10% (LOT) |  |  |  | 0
| (viii) | Camera mounting arrangement. | 1 | 10% of each type or 2 nos. whichever is more (LOT) |  |  |  | 0
| 6.00.00 | PROCESS CONNECTION PIPING (FOR IMPULSE PIPING/TUBING, SAMPLING PIPING/TUBING AND AIR SUPPLY PIPING AS APPLICABLE):
| (i) | Valves of all types | 1 | 10% (LOT) |  |  |  | 0
| (ii) | 2 way, 3 way, 5 way valve manifolds | 1 | 10% of each type, class, size and model (LOT) |  |  |  | 0
| (iii) | Fittings | 1 | 10% (LOT) |  |  |  | 0
| (iv) | Purge meters | 1 | 5% of each model (LOT) |  |  |  | 0
| (v) | Filter regulators | 1 | 20% of each model (LOT) |  |  |  | 0
| 7.00.00 | ELECTRIC ACTUATORS: | [5 empty] | 0
| (i) | Actuator | 1 | 1 no. of each type & rating (LOT) |  |  |  | 0
| (ii) | Electronic PCB of all types | 1 | 10% of each type & model (LOT) |  |  |  | 0
| (iii) | Absolute Encoder (replaceable part) | 1 | 5% of each type & model (LOT) |  |  |  | 0
| (iv) | Electronic Torque sensor | 1 | 5% of each type & model (LOT) |  |  |  | 0
| 8.00.00 | CONTROL VALVES, ACTUATORS AND ACCESSORIES:
| (i) | Pneumatic Control Valve actuator assembly | 1 | 10% or 1 Nos. of each type, model and rating, whichever is more (LOT) |  |  |  | 0
| (ii) | Diaphragms, O' rings, seals etc. | 1 | 100% of all types, make etc. (LOT) |  |  |  | 0
| (iii) | Pressure Gauges of all types, make, rating etc.(if applicable) | 1 | 10% or 2 nos. of each type whichever is more (LOT) |  |  |  | 0
| (iv) | Solenoid valves (if applicable) | 1 | 10% or 2 nos. of each type whichever is more (LOT) |  |  |  | 0
| (v) | Control valve positioners/smart positioners and its accessories | 1 | 10% or 2 nos. of each type, model and rating, whichever is more (LOT) |  |  |  | 0
| (vi) | E/P converters(if applicable) | 1 | 10% or 2 nos. of each type, model and rating, whichever is more (LOT) |  |  |  | 0
| 9.00.00 | PUBLIC ADDRESS SYSTEM
| (A) | Call Stations & Amplifiers
| (i) | Call station for outdoor area with amplifier | 1 | 10 % of each type, make, model etc. (LOT) |  |  |  | 0
| (ii) | Call station for indoor area desktop mounting type with amplifier | 1 | 10 % of each type, make, model etc. (LOT) |  |  |  | 0
| (iii) | Master Control Unit (MCU) | 1 | 10 % of each type, make, model etc. (LOT) |  |  |  | 0
| (iv) | Portable Call station with minimum 2 mtrs connecting cable. | 1 | 10 % of each type, make, model etc. (LOT) |  |  |  | 0
| (v) | Standalone amplifier | 1 | 10 % of each type, make, model etc. (LOT) |  |  |  | 0
| (B) | Loudspeakers
| (i) | Outdoor Industrial horn type loudspeaker | 1 | 10 % of each type, make, model etc. (LOT) |  |  |  | 0
| (ii) | Indoor wall mounted cone type loudspeaker | 1 | 10 % of each type, make, model etc. (LOT) |  |  |  | 0
Note:
| 1 | In case the main population of any item is only one no., then the spare quantity shall also be one no., overriding requirements indicated in above list of Annexure I C.
| 2 | Wherever the quantity is given only in percentage, the spare quantity shall be distributed into various ranges/size/rating/type (as the case may be) in the same proportion of the main population. For the quantities coming less than 1 (one), shall be treated as 1 (one) only.
| II | MANDATORY SPARES FOR ROOFTOP SOLAR PV
| 1 | Solar PV module | 1 | 1% of total population (LOT) |  |  |  | 0
| 2 | Inverter - | 1 | 1 (One) No. of string inverter of highest size of supplied capacity (LOT) |  |  |  | 0
| 3 | Flexible Solar DC cable | 500 | Metre |  |  |  | 0
| 4 | DC Side Surge Arrestor (if applicable) | 1 | no. |  |  |  | 0
Wherever quantity has been specified as percentage (%) and the quantity of mandatory spares works out to be a fraction, the same shall be rounded off to next higher whole number.

## Schedule 2
Schedule OF RATES AND PRICES
PRICE BID NO. NVVN/C&M/RE-123/2021-22
BIDDER's NAME AND ADDRESS :
SCHEDULE OF RATES AND PRICES | [5 empty] | SCHEDULE OF RATES AND PRICES
NOTE: Bidder to fill only in Cyan colored Cells. Bidder not to make any other changes | [5 empty] | SCHEDULE- 1 : PLANT AND EQUIPMENT INCLUDING TYPE TESTS CHARGES AND MANDATORY SPARES TO BE SUPPLIED FROM ABROAD
Schedule No. 2: Plant and Equipment including Type Tests Charges and Mandatory Spares to be Supplied from within Employers Country
| Item | Description | Qty. | Unit | Code** | Currency | Unit price | Total Price | Remarks
[7 empty] | FOR NVVN A&N SITE | FOR NVVN A&N SITE
| A | MAIN EQUIPMENTS:-
| 1 | MAIN EQUIPMENT INCLUDING FACTORY FABRICATED STEEL STRUCTURES FOR ANDAMAN & NICOBAR GAS POWER PROJECT (50 MW) AS PER TECHNICAL SPECIFICATION, PART-A, SECTION-VI | 1 | LOT |  | INR |  | 0
| 2 | MAIN EQUIPMENT FOR ROOFTOP SOLAR PV AS PER VOLUME-III, PART-A, SECTION-VI | 1 | LOT |  | INR |  | 0
|  | SUB TOTAL (A) MAIN EQUIPMENTS | 1 | LOT |  | INR |  | 0
| B | MANDATORY SPARES:-
| 1 | MANDATORY SPARES FOR MAIN EQUIPMENT [BOQ AS SPECIFIED IN Volume-III, PART-A, SECTION-VI, Technical Specifications ] (Bidder is reqired to fill the Unit Price of EACH Mandatory Sapres items serially , GIVEN BELOW, as specified in Part-A, Section-VI) | 1 | LOT |  | INR |  | 0
| 2 | MANDATORY SPARES FOR ROOFTOP SOLAR PV [BOQ AS SPECIFIED IN Volume-III, PART-A, SECTION-VI, Technical Specifications ] (Bidder is reqired to fill the Unit Price of EACH Mandatory Spare items serially, GIVEN BELOW, as specified in Part-A, Section-VI) | 1 | LOT |  | INR |  | 0
|  | SUB TOTAL (B) MANDATORY SPARES | 1 | LOT |  | INR |  | 0
|  | SUB TOTAL (A+B) | 1 | LOT |  | INR |  | 0
| C | SUB-TOTAL OF TYPE TEST CHARGES AS PER SCHEDULE-8B | 1 | LOT |  | INR |  | 0
|  | GRAND TOTAL OF SCHEDULE 2 (A+B+C) (To be filled up in SUMMARY SHEET ) | 1 | LOT |  | INR |  | 0
LOCAL AGENT'S COMMISSION (IF ANY): ......................................
(Included in Ex Works prices indicated above)
** Bidders shall enter a code representing the country of origin of all imported plant and equipment.
| Sl. No. |  | Code | Country
| 1 |  | ......................................................................................................
| 2 |  | ......................................................................................................
| 3 |  | ......................................................................................................
| 4 |  | ......................................................................................................
| 5 |  | ......................................................................................................
| 6 |  | ......................................................................................................
| 7 |  | ......................................................................................................
| 8 |  | ......................................................................................................
| 9 |  | ......................................................................................................
| 10 |  | ......................................................................................................
Note:
| 1 | Item listed above but price in Schedule 1 will be struck off by the Bidders in this Schedule 2.
| 2 | Unless stated otherwise a 'set' means items or sub-items required for each type/size range of the assembly/sub-assembly, required for complete replacement in one unit. It is further, intended that the assembly/sub-assembly which have different orientation (like left hand or right hand, top or bottom), different direction of rotation or mirror image positioning or any other reasons which result in maintaining two different sets of the spares to be used for the subject assembly/sub-assembly, these shall be considered as different types of assembly/sub-assembly.
| 3 | Wherever quantity has been specified as percentage (%), the quantity of mandatory spares to be provided by the Contractor shall be the specified percentage (%) of the total population required to meet the specification requirements. In case the quantity of Mandatory Spares so calculated to be fraction, the same shall be rounded off to next higher whole number.
| 4 | Wherever the quantities have been indicated for each type, size, thickness, materials, radius, range etc. these shall cover all the items supplied and installed and the breakup for these shall be furnished in the bid.
| 5 | In case spares indicated in the list are not applicable to the particular design offered by the bidder, the bidder should offer spares applicable to offered design with quantities generally in line with approach followed in the above list
| 6 | Bidder are required to indicate the break-up of type test charges as per Schedule-8B.
| 7 | In case the description / quantity for any item mentioned in Schedule is at variance from what has been stated in Technical Specification and its subsequent amendments and clarifications, the latter shall prevail.
| 8 | Quantity of Mandatory Spares shall be as per Technical Specification, Section VI. Bidder is required to fill Quantity as well as unit price against each Mandatory Spares. If any of the quantity or unit price is left blank or it is different from technical specification, it will be considered inclusive in the Price Quoted as per the quantity mentioned in Technical Specification.
LIST OF MANDATORY SPARES (Bidder to fill 'Currency' column, 'Unit Price' column & Break Up of LOT in 'Remarks' column)
I | Item | Item Description | QTY | UNIT |  | *Currency | Unit price | Total Price | Remarks (Indicate the Details / Break up of LOT)
|  |  | Qty |  |  |  | CIF (Indian port of entry | CIF (Indian port of entry
MECHANICAL
GAS ENGINE AND AUXILIARIES
| I | Engine Block, Bearings, Oil Sump & Covers
| 1 | Camshaft Bearing Bush | 1 | 20% of total population of all engines (LOT) |  |  |  | 0
| 2 | Cylinder head screw | 1 | 10% of total population of all engines(LOT) |  |  |  | 0
| 3 | Cylinder liner | 1 | 20% of total population of all engines (LOT) |  |  |  | 0
| 4 | Antipolishing Ring | 1 | 20% of total population of all engines (LOT) |  |  |  | 0
| 5 | Sealing Set | 1 | 20% of total population of all engines (LOT) |  |  |  | 0
| 6 | Thrust Bearing Kit | 1 | 40% of total population of all engines (LOT) |  |  |  | 0
| 7 | Main Bearing Kit | 1 | 40% of total population of all engines (LOT) |  |  |  | 0
| 8 | Sealing kit for Covers & End Covers | 1 | 20% of total population of all engines (LOT) |  |  |  | 0
| II. | Connecting Rod & Piston
| 9 | Big End Bearing kit | 1 | 20% of total population of all engines (LOT) |  |  |  | 0
| 10 | Piston | 1 | 2 Nos x Nos. of Engines Offered (LOT) |  |  |  | 0
| 11 | Piston Ring set | 1 | 2 Nos x Nos. of Engines Offered (LOT) |  |  |  | 0
| 12 | Small End Bearings | 1 | 20% of total population of all engines (LOT) |  |  |  | 0
| 13 | Connecting Rod Screws | 1 | 20% of total population of all engines (LOT) |  |  |  | 0
| 14 | Shims | 1 | 40% of total population of all engines (LOT) |  |  |  | 0
| 15 | Connecting Rod | 1 | 2 Nos x Nos. of Engines Offered (LOT) |  |  |  | 0
| 16 | Securing Ring | 1 | 20% of total population of all engines (LOT) |  |  |  | 0
| 17 | Gudgeon Pin | 1 | 20% of total population of all engines (LOT) |  |  |  | 0
| III | Cylinder Head with Valves
| 18 | Cylinder Head | 1 | 1 No. x Nos. of Engines Offered (LOT) |  |  |  | 0
| 19 | Starting valve | 1 | 1 No. x Nos. of Engines Offered (LOT) |  |  |  | 0
| 20 | Inlet valve (complete) | 1 | 1 No. x Nos. of Engines Offered (LOT) |  |  |  | 0
| 21 | Sealing set for Cylinder head replacement | 1 | 1 No. x Nos. of Engines Offered (LOT) |  |  |  | 0
| 22 | Seat ring for inlet valve | 1 | 1 No. x Nos. of Engines Offered (LOT) |  |  |  | 0
| 23 | Seat ring for outlet valve | 1 | 2 Nos. x Nos. of Engines Offered (LOT) |  |  |  | 0
| 24 | Sealing set for cylinder head overhaul | 1 | 1 No. x Nos. of Engines Offered (LOT) |  |  |  | 0
| 25 | Exhaust Valve (complete) | 1 | 2 Nos. x Nos. of Engines Offered (LOT) |  |  |  | 0
| IV | Valve Mechanism & Camshaft
| 26 | Intermediate Gear | 1 | 20% of total population of all engines (LOT) |  |  |  | 0
| 27 | Intermediate Gear Bearing | 1 | 20% of total population of all engines (LOT) |  |  |  | 0
| 28 | Camshaft piece | 1 | 1 No. x Nos. of Engines Offered (LOT) |  |  |  | 0
| 29 | Push Rod | 1 | 20% of total population of all engines (LOT) |  |  |  | 0
| 30 | Protecting pipes | 1 | 20% of total population of all engines (LOT) |  |  |  | 0
| 31 | Valve tappet | 1 | 20% of total population of all engines (LOT) |  |  |  | 0
| 32 | Gear | 1 | 20% of total population of all engines (LOT) |  |  |  | 0
| 33 | Guide pin | 1 | 20% of total population of all engines (LOT) |  |  |  | 0
| 34 | Screw | 1 | 20% of total population of all engines (LOT) |  |  |  | 0
| V | Turbocharger, charge Air Cooler & Waste Gates
| 35 | Charge Air Cooler | 1 | 20% of total population of all engines (LOT) |  |  |  | 0
| 36 | Turbocharger Bearings | 1 | 40% of total population of all engines (LOT) |  |  |  | 0
| 37 | Turbocharger Thrust collar | 1 | 1 No. x Nos. of Engines Offered (LOT) |  |  |  | 0
| 38 | Turbine Inlet casings | 1 | 1 No. x Nos. of Engines Offered (LOT) |  |  |  | 0
| 39 | Turbocharger Nozzle Ring | 1 | 1 No. x Nos. of Engines Offered (LOT) |  |  |  | 0
| 40 | Turbocharger Shroud Ring | 1 | 1 No. x Nos. of Engines Offered (LOT) |  |  |  | 0
| 41 | Turbine outlet Casings | 1 | 1 No. x Nos. of Engines Offered (LOT) |  |  |  | 0
| 42 | Turbocharger Rotor & Rotating parts | 1 | 1 No. x Nos. of Engines Offered (LOT) |  |  |  | 0
| VI | Ignition Equipment & Gas Manifold
| 43 | Spark Plug | 1 | 5 Nos. x Nos. of Engines Offered (LOT) |  |  |  | 0
| 44 | Pre Combustion Chamber Valve | 1 | 2 Nos. x Nos. of Engines Offered (LOT) |  |  |  | 0
| 45 | Ignition Module | 1 | 1 No. x Nos. of Engines Offered (LOT) |  |  |  | 0
| 46 | Connection piece/pipes (All types) | 1 | 1 No. x Nos. of Engines Offered (LOT) |  |  |  | 0
| 47 | Ignition Cable | 1 | 2 Nos. x Nos. of Engines Offered (LOT) |  |  |  | 0
| 48 | Main Gas admission valves | 1 | 1 No. x Nos. of Engines Offered (LOT) |  |  |  | 0
| VII | Fuel Feed System & Lubricating oil system
| 49 | Pump Sealing Set | 1 | 1 sets x No. of Engines offered (LOT) |  |  |  | 0
| 50 | Fuel Feed pipes | 1 | 1 No. x Nos. of Engines Offered (LOT) |  |  |  | 0
| 51 | Lube oil pump Bearings | 1 | 20% of total population of all engines (LOT) |  |  |  | 0
| 52 | Lube Oil service Kit | 1 | 40% of total population of all engines (LOT) |  |  |  | 0
| 53 | Lube Oil Thermostat element | 1 | 40% of total population of all engines (LOT) |  |  |  | 0
| 54 | Lube Oil Thermostatic element set | 1 | 1 No. x Nos. of Engines Offered (LOT) |  |  |  | 0
| 55 | Lube Oil filter Candles | 1 | 40% of total population of all engines (LOT) |  |  |  | 0
| 56 | Lube oil pump Driving Gear | 1 | 1 No. x Nos. of Engines Offered (LOT) |  |  |  | 0
| 57 | Pre Lube Oil pump gear | 1 | 1 No. x Nos. of Engines Offered (LOT) |  |  |  | 0
| VIII | Fuel Oil Forwarding System
| IX | Governor
| 58 | Governor Drive Bearing | 1 | 1 sets x No. of Engines offered (LOT) |  |  |  | 0
| X | Cooling water System
| 59 | LT water pump | 1 | 1 No. x Nos. of Engines Offered (LOT) |  |  |  | 0
| 60 | HT water pump | 1 | 1 No. x Nos. of Engines Offered (LOT) |  |  |  | 0
| 61 | Driving gear (All types) | 1 | 20% of total population of all engines (LOT) |  |  |  | 0
| 62 | NRV for circulating pump | 1 | 20% of total population of all engines (LOT) |  |  |  | 0
| XI | Exhaust System
| 63 | Positioner | 2 | nos |  |  |  | 0
| 64 | Bellows (All types) | 1 | 20% of total population of all engines (each type) (LOT) |  |  |  | 0
| 65 | Multiduct service Kit | 1 | 40% of total population of all engines (LOT) |  |  |  | 0
| XII | Automation & Engine Control
| 66 | Knock Sensor | 1 | 1 No. x Nos. of Engines Offered (LOT) |  |  |  | 0
| 67 | Temperature Sensor (All types) | 1 | 20% of total population of all engines (each type) (LOT) |  |  |  | 0
| 68 | Control Unit CCM | 1 | 1 No. x Nos. of Engines Offered (LOT) |  |  |  | 0
| 69 | Electronic Unit IOM | 1 | 1 No. x Nos. of Engines Offered (LOT) |  |  |  | 0
| 70 | Control Unit | 1 | 40% of total population of all engines (LOT) |  |  |  | 0
| 71 | Engine Safety module | 1 | 40% of total population of all engines (LOT) |  |  |  | 0
| 72 | Pressure Transducer | 1 | 20% of total population of all engines (LOT) |  |  |  | 0
| 73 | Pressure Sensor (All types) | 1 | 20% of total population of all engines (each type) (LOT) |  |  |  | 0
| 74 | I/P Convertor | 1 | 40% of total population of all engines (LOT) |  |  |  | 0
| 75 | Speed Pick-Up (All types) | 1 | 40% of total population of all engines (each type) (LOT) |  |  |  | 0
| 76 | Speed sensor | 1 | 40% of total population of all engines (each type) (LOT) |  |  |  | 0
| 77 | Limit Switch (All types) | 1 | 20% of total population of all engines (each type) (LOT) |  |  |  | 0
| XIII | Starting Air System
| 78 | Starting Air Master Valves of each drive type | 1 | 40% of total population of all engines (each type) (LOT) |  |  |  | 0
| 79 | Start Blocking Valve | 1 | 40% of total population of all engines (LOT) |  |  |  | 0
| 80 | Flame Arrestor | 1 | 40% of total population of all engines (LOT) |  |  |  | 0
Other spares
| 81 | O ring (All types) | 1 | 20% of total population of all engines (each type) (LOT) |  |  |  | 0
| 82 | Sealing sets (All other types not mentioned above) | 1 | 40% of total population of all engines (each type) (LOT) |  |  |  | 0
| 83 | Butterfly valves (All types) | 1 | 40% of total population of all engines (each type) (LOT) |  |  |  | 0
| 84 | Filter cartridge (All types other than Lube Oil filter) | 1 | 20% of total population of all engines (each type) (LOT) |  |  |  | 0
| 85 | Bellows (All types) | 1 | 40% of total population of all engines (each type) (LOT) |  |  |  | 0
WATER SYSTEM:
|  | A). SWRO (Pressure Tube and Memberanes) | [5 empty] | 0
| 1 | RO pressyre tube complete with memberane assembly | 1 | nos |  |  |  | 0
| 2 | RO Membranes | 1 | set |  |  |  | 0
Note : One set consists of quantity required for complete replacement for one Pump
| B) | Energy Recovery (ERU) Units
| 1 | ERU/PX Exchangers | 1 | 100 % ofERU/ PX units installed for one SWRO train/stream (LOT) |  |  |  | 0
Note : One set consists of quantity required for complete replacement for one Turbo Charger / PX pump as the case may be
| C) | Chemical Cleaning System (SWRO Plant)
| 1 | Mixer (Agitator) of Chemical Tanks | 1 | NO |  |  |  | 0
| 2 | Chemical Cleaning Pump & Motor | 1 | NO |  |  |  | 0
| 3 | Cartridge Filter Elements | 1 | Set |  |  |  | 0
Note : One set consists of quantity required for complete replacement for filter
| D). | Flushing Cleaning System (SWRO Plant)
| 1 | Flushing Pump & motor | 1 | NO |  |  |  | 0
| E). | Pre- Filtration
| (i) | Cartridge Filtration Units (as applicable)
| 1 | Cartridge Filters Elements | 1 | Set |  |  |  | 0
Note : One set consists of quantity required for complete replacement for one filter
| (ii) | Pressure Sand (PSF) Filters (If applicable)
| 1 | Inlet Water Distributor Assembly | 2 | Set |  |  |  | 0
| 2 | Strainers / Nozzles of Under drain Collector OR Header Lateral Collector (whichever is applicable) | 1 | Set |  |  |  | 0
| 3 | Filter Media | 1 | One full charge for one filter + 10% (LOT) |  |  |  | 0
Note : One set consists of quantity required for complete replacement for one filter
| (iii) | Dual Media (DMF) Filters-If applicable
| 1 | Inlet Water Distributor Assembly | 2 | Set |  |  |  | 0
| 2 | Strainers / Nozzles of Under drain Collector OR Header Lateral Collector (whichever is applicable) | 1 | Set |  |  |  | 0
| 3 | Filter Media | 1 | One full charge for one filter + 10% (LOT) |  |  |  | 0
Note : One set consists of quantity required for complete replacement for one filter
| (iv) | Filter Air Blowers (Air scouring of PSF & DMF)- If applicable
| 1 | Filter Air Blower | 1 | nos |  |  |  | 0
| F) | UF SYSTEM
| I-1) | Ultra-filtration (UF) Plant – Membranes
| 1) | UF Membranes | 1 | nos |  |  |  | 0
| I- 2) | UF Feed Pumps (UF Plant )
| 1) | UF feed pump | 1 | nos |  |  |  | 0
| G). | Valves
| 1 | Valves of all types | 1 | 1 number of each type / size /material of construction (LOT) |  |  |  | 0
| H). | High Pressure RO Pump
| 1 | The manufacturers mentioned pumps/spares recommended for two years | 1 | Set |  |  |  | 0
Note : One set consists of quantity required for complete replacement for one Pump
J).
| 2 | RO Booster Pump (as applicable)
| 1 | The manufacturers mentioned pumps/spares recommended for two years | 1 | Set |  |  |  | 0
Note : One set consists of quantity required for complete replacement for one Pump
| K | Pumps (one number of each type/size/MOC for intake Pre-treatment, UF, RO. Post treatment, Dozing, effluent)
| 1 | Horizontal Cerntrifugal Pumps | 1 | Nos |  |  |  | 0
| 2 | Vertical Pumps (If applicable) | 1 | Nos |  |  |  | 0
PLANT UTILITIES:
| 1.00.00 | Compressed Air System:
| 2000-01-01 | Oil free Screw Air Compressor
| 2001-01-01 | H. P. Stage Complete HP Stage assembly consisting of high pressure element, Bearing for male and female rotors (drive end), Bearing for male and female rotors (non-drive end), Timing gears, Graphite ring shaft for compressor chamber seals or white metal labyrinth, suction valve, discharge valve, packing set, Axial thrust bearing, Labyrinth oil seal or radial seals or double acting seals for drive shafts. | 1 | 1 Set of each type/rating (LOT) |  |  |  | 0
| 2002-01-01 | L. P. Stage Complete LP Stage assembly consisting of high pressure element, Bearing for male and female rotors (drive end),Bearing for male and female rotors (non-drive end), Timing gears, Graphite ring shaft for compressor chamber seals or white metal labyrinth, suction valve, discharge valve, packing set, Axial thrust bearing, Labyrinth oil seal or radial seals or double acting seals for drive shafts. | 1 | 1 Set of each type/rating (LOT) |  |  |  | 0
| 2003-01-01 | Motor Bearings | 2 | set |  |  |  | 0
| 2004-01-01 | LP stage Gear and Pinion | 1 | set |  |  |  | 0
| 2005-01-01 | HP stage Gear and Pinion | 1 | set |  |  |  | 0
| 2006-01-01 | Air Intake Filter Element With Gaskets | 4 | set |  |  |  | 0
| 2007-01-01 | Oil Filter Element With Gaskets & Seals | 4 | set |  |  |  | 0
| 2008-01-01 | Safety Valve Springs and Gaskets for HP stage | 1 | set |  |  |  | 0
| 2009-01-01 | Safety Valve Springs and Gaskets for LP stage | 1 | set |  |  |  | 0
| 2010-01-01 | Valves with actuators | 1 | 2 nos of each type/ratings/ size (LOT) |  |  |  | 0
| 2011-01-01 | Oil Pump/Motor
| 1.01.11.1 | Oil Pump and Motor complete assembly | 1 | set |  |  |  | 0
| 1.01.11.2 | Pump impeller/rotor with shaft | 1 | set |  |  |  | 0
| 1.01.11.3 | Set of bearings | 2 | set |  |  |  | 0
| 1.01.11.4 | Set of Seals | 2 | set |  |  |  | 0
| 2012-01-01 | Drain / Moisture Trap | 1 | 2 Set of each type/size (LOT) |  |  |  | 0
| 2013-01-01 | Oil Cooler Gaskets & Seals | 2 | set |  |  |  | 0
| 2.00.00 | AIR DRYING PLANT (Twin tower type) FOR IA SYSTEM (As applicable)
| 2001-02-01 | Pre filter element(Ceramic candle or as applicable) | 2 | set |  |  |  | 0
| 2002-02-01 | After filter element(Ceramic candle or as applicable) | 2 | set |  |  |  | 0
| 2003-02-01 | Valves & Valve Actuators (pneumatic/hydraulic) | 2 | set |  |  |  | 0
| 2004-02-01 | Heater coil for temperature stabilization (for HOC type)(as applicable) | 2 | set |  |  |  | 0
| 2000-02-02 | MEASURING INSTRUMENTS
| 1 | Electronic Transmitters
| (i) | Transmitters of all types, ranges and model no. (for the measurement of Pressure, differential pressure flow, level, etc.) | 1 | 10% or 1 No. of each type and model, whichever is more (LOT) |  |  |  | 0
| 2 | Temperature elements
| (i) | RTD’s* of each type and length | 1 | 10% or 2 Nos. of each type and length Whichever is more (LOT) |  |  |  | 0
| ii) | Thermocouples of each type like K-type, R- type, metal etc. and length * | 1 | 10% or 2 Nos. of each type and length Whichever is more (LOT) |  |  |  | 0
| (iii) | Thermowell for applications as applicable | 1 | 10% or 2 Nos. of each type and length Whichever is more (LOT) |  |  |  | 0
| (iv) | Temperature transmitters | 1 | 10% of each type and length whichever is more (LOT) |  |  |  | 0
| 3 | Local Indicators like temperature gauges, pressure gauges, differential pressure gauges, flow gauges flow meters etc., | 1 | 5% or 1 No. of each make, model and type whichever is more (to be divided to various ranges in proportion to main of all make (LOT) |  |  |  | 0
| 4 | Process Actuated Switch Devices Includes all types of Pressure, differential pressure, flow, temperature, differential temperature, level switch Devices | 1 | 5% or 1 No. of each type and model whichever is more (LOT) |  |  |  | 0
| 5 | Dew Point meters | 1 | 5% or 1 No. of each type and model whichever is more (LOT) |  |  |  | 0
| 2000-02-03 | MICROPROCESSOR BASED/PLC BASED CONTROL/ELECTRONIC BASED CONTROL PANEL (IF APPLICABLE)
| 1 | Fully programmed controller of electronic modules of each type (as applicable) | 1 | 10% or 1 no. whichever is more (LOT) |  |  |  | 0
| 2 | Power supply module (if applicable) | 1 | 10% or 1 no. whichever is more (LOT) |  |  |  | 0
| 2000-02-04 | Rotary drum type Air drying plant for Instrument Air system (As applicable)
|  | Drive assembly consisting of motor, gear boxes, drive shaft & coupling | 1 | Set |  |  |  | 0
| 2000-02-05 | Air compressor motor | 1 | No. |  |  |  | 0
| 3.00.00 | FIRE DETECTION AND PROTECTION SYSTEM
| Item | Description | Qty |  |  | Unit | Currency | Unit Price (CIF Indian Port of Entry) |  |  | Total CIF Price (Indian Port of Entry) |  |  | Remarks (Indicate the Details / Break up of LOT)
| 1 | PUMPS |  | Main | Jockey |  |  |  | Main | Jockey |  | Main | Jockey
| 1.1 | Impeller |  | 1 | 1 | set | [5 empty] | 0 | 0
| 1.2 | Pump bearing (Incl. thrust brg, journal brg., line shaft brg.) |  | 1 | 1 | set | [5 empty] | 0 | 0
| 1.3 | Pump shaft |  | 1 | 1 | set | [5 empty] | 0 | 0
| 1.4 | Wearing rings |  | 2 | 2 | set | [5 empty] | 0 | 0
| 1.5 | Shaft Sleeve |  | 1 | 1 | set | [5 empty] | 0 | 0
| 1.6 | Bushings |  | 2 | 2 | set | [5 empty] | 0 | 0
| 1.7 | Bearing housing (if provided) |  | 1 | 1 | set | [5 empty] | 0 | 0
| 1.8 | Coupling bolts & nuts (with bushes) |  | 1 | 1 | set | [5 empty] | 0 | 0
Above quantity/items are required for each type and rating of pumps being supplied under the contract
| 2 | DIESEL ENGINE (1 set means item required for 1 diesel engine) | [8 empty] | Remarks (Indicate the Details / Break up of LOT)
| Item | Qty | Qty |  | Unit | Currency | Unit Price (CIF Indian Port of Entry) |  | Total CIF Price (Indian Port of Entry)
| 2.1 | Sprayers/Injector |  | 1 | set |  |  |  |  | 0
| 2.2 | Piston rings & sealing rings |  | 1 | set |  |  |  |  | 0
| 2.3 | Exhaust valve assembly |  | 1 | set |  |  |  |  | 0
| 2.4 | Springs |  | 1 | set |  |  |  |  | 0
| 2.5 | Packings and gaskets |  | 1 | set |  |  |  |  | 0
| 2.6 | Fuel oil filter elements with seals |  | 2 | set |  |  |  |  | 0
| 2.7 | Fuel oil filter assembly |  | 1 | set |  |  |  |  | 0
| 2.8 | Lub. oil filter elements with seals |  | 2 | set |  |  |  |  | 0
| 2.9 | Scrapper rings |  | 1 | set |  |  |  |  | 0
| 2.1 | Solenoid coil for fuel valve |  | 1 | no. |  |  |  |  | 0
| 2.11 | Corrosion inhibitor (if provided) |  | 1 | set |  |  |  |  | 0
| 2.12 | Big end & small end bearing of connecting rod |  | 1 | set |  |  |  |  | 0
| 2.13 | Speedometer |  | 1 | No. |  |  |  |  | 0
| 2.14 | Speedometer wire |  | 1 | No. |  |  |  |  | 0
| 2.15 | Rubber hoses of water line with mounting clamps |  | 1 | set |  |  |  |  | 0
| 2.16 | Cranking starter assembly complete |  | 1 | set |  |  |  |  | 0
| 2.17 | Lub. oil and fuel oil hoses with end connectors |  | 1 | set |  |  |  |  | 0
| 2.18 | Water pump belts |  | 2 | set |  |  |  |  | 0
Above quantity/items are required for each type and rating of diesel engine being supplied under the contract
|  |  | Qty | Unit |  | *Currency | Unit price | Total Price | Remarks (Indicate the Details / Break up of LOT)
[7 empty] | CIF (Indian port of entry | CIF (Indian port of entry
| 3 | FIRE HOSES WITH COUPLINGS
| 3.1 | 7.5m long fire hoses (internal) with end connectors | 1 | 10% of population (LOT) |  |  |  | 0
| 3.2 | 15m long fire hoses (internal) with end connectors | 1 | 10% of population (LOT) |  |  |  | 0
| 3 .3 | 15m long fire hoses (external) with end connectors | 1 | 10% of population (LOT) |  |  |  | 0
| 4 | BRANCH PIPES WITH NOZZLES
| 4.1 | Nozzles with branch pipes & quick coupling ends (internal) | 1 | 10% of population (LOT) |  |  |  | 0
| 4.2 | Nozzles with branch pipes & quick coupling ends (external) | 1 | 10% of population (LOT) |  |  |  | 0
| 5 | DELUGE VALVE ASSEMBLIES
| 5.1 | Complete deluge valve assembly along with internals and accessories
| 5.1.1 | 150 NB | 1 | 10% of population (Min 1 Set) : (LOT) |  |  |  | 0
| 5.1.2 | 100 NB | 1 | 10% of population (Min 1 Set) : (LOT) |  |  |  | 0
| 5.1.3 | 80 NB | 1 | 10% of population (Min 1 Set) : (LOT) |  |  |  | 0
| 5.1.4 | 50 NB | 1 | 10% of population (Min 1 Set) : (LOT) |  |  |  | 0
| 5.2 | Clapper assembly complete (consisting of clapper seat rubber, screws, etc.)
| 5.2.1 | 150 NB | 1 | 10% of population (Min 1 Set) : (LOT) |  |  |  | 0
| 5.2.2 | 100 NB | 1 | 10% of population (Min 1 Set) : (LOT) |  |  |  | 0
| 5.2.3 | 80 NB | 1 | 10% of population (Min 1 Set) : (LOT) |  |  |  | 0
| 5.2.4 | 50 NB | 1 | 10% of population (Min 1 Set) : (LOT) |  |  |  | 0
| 5.3 | Solenoid coils
| 5.3.1 | 150 NB | 1 | 10% of population (Min 1 Set) : (LOT) |  |  |  | 0
| 5.3.2 | 100 NB | 1 | 10% of population (Min 1 Set) : (LOT) |  |  |  | 0
| 5.3.3 | 80 NB | 1 | 10% of population (Min 1 Set) : (LOT) |  |  |  | 0
| 5.3.4 | 50 NB | 1 | 10% of population (Min 1 Set) : (LOT) |  |  |  | 0
| 6 | VALVES (GATE/GLOBE/BUTTERFLY/NRV)
| 6.1 | Complete valves | 1 | 5% of population of each type & size (LOT) |  |  |  | 0
| 6.2 | Reduction gear operator(Gate/Globe/Butterfly) | 1 | 10% of population of each type & size (LOT) |  |  |  | 0
| 6.3 | Flap/door with pin(NRV) | 1 | 10% of population of the each type & size (LOT) |  |  |  | 0
| 6.4 | Disc( butterfly/globe) | 1 | 5% of population of each type & size (LOT) |  |  |  | 0
| 6.5 | Gate(Gate valve) | 1 | 5% of population of each type & size (LOT) |  |  |  | 0
| 6.6 | Stem(all types) | 1 | 5% of population of each type & size (LOT) |  |  |  | 0
| 6.7 | Seal rings(all types) | 1 | 10% of population of each type & size (LOT) |  |  |  | 0
| 6.8 | Flap rings(NRV) | 1 | 10% of population of each type & size (LOT) |  |  |  | 0
| 6.9 | Gaskets | 1 | 10% of population of each type & size (LOT) |  |  |  | 0
| 6.1 | Bearing(Butterfly valve) | 1 | 10% of population of each type & size (LOT) |  |  |  | 0
| 6.11 | Motorized actuator of butterfly valve 300 NB | 1 | No. |  |  |  | 0
| 7 | BASKET STRAINERS / Y-TYPE STRAINERS for HVW/MVW SYSTEM
| 7.1 | Strainer elements with O-rings and stiffeners.
| 7.1.1 | Basket strainer | 1 | 20% of population of each type & size (LOT) |  |  |  | 0
| 7.1.2 | Y- Type strainer | 1 | 20% of population of each type & size (LOT) |  |  |  | 0
| 8 | MVW SPRAY SYSTEM
| 8.1 | Spray Nozzles | 1 | 5% of population (LOT) |  |  |  | 0
| 8.2 | QB Detectors | 1 | 5% of population (LOT) |  |  |  | 0
| 9 | HVW SPRAY SYSTEM
| 9.1 | Spray nozzles | 1 | 5% of population (LOT) |  |  |  | 0
| 9.2 | QB Detectors | 1 | 5% of population (LOT) |  |  |  | 0
| 10 | HYDRANT VALVE
| 10.1 | Hydrant valve complete (internal) single headed with instantaneous female coupling | 1 | 20% of population (LOT) |  |  |  | 0
| 10.2 | Hydrant valve complete (external) single headed with instantaneous female coupling | 1 | 20% of population (LOT) |  |  |  | 0
| 10.3 | Water monitor sets with nozzle branch pipe etc. | 1 | 5% of population (LOT) |  |  |  | 0
| 10.4 | Spindle with nuts of Hydrant valve | 1 | 10% of population (LOT) |  |  |  | 0
| 10.5 | Bonnet, gland nut, rubber assembly of hydrant valve | 1 | 10% of population (LOT) |  |  |  | 0
| 10.6 | Seat, check nut, washer assembly of hydrant valve | 1 | 10% of population (LOT) |  |  |  | 0
| 10.7 | Rubber washer for female coupling | 1 | 10% of population (LOT) |  |  |  | 0
| 10.8 | Instantaneous female coupling assembly complete for hydrant valve | 1 | 10% of population (LOT) |  |  |  | 0
| 10.9 | Lock pin assembly for hydrant valve | 1 | 10% of population (LOT) |  |  |  | 0
| 11 | FIRE DETECTORS
| 11.1 | Multisensor detectors (Addressable) | 1 | 5% of population (LOT) |  |  |  | 0
| 11.2 | In Indicators assembly for smoke detectors provided in false ceiling (Response indicator) | 1 | 5% of population (LOT) |  |  |  | 0
| 12 | PORTABLE EXTINGUISHERS
| 12.1 | Water type | 1 | 10% of each type (LOT) |  |  |  | 0
| 12.2 | Foam Type | 1 | 10% of each type (LOT) |  |  |  | 0
| 12.3 | CO2 Type | 1 | 10% of each type (LOT) |  |  |  | 0
| 12.4 | Dry Chemical Type | 1 | 10% of each type (LOT) |  |  |  | 0
| 13 | MOBILE EXTINGUISHERS
| 13.1 | Foam type | 1 | 10% of each type (LOT) |  |  |  | 0
| 13.2 | CO2 Type | 1 | 10% of each type (LOT) |  |  |  | 0
| 13.3 | Dry Chemical Type | 1 | 10% of each type (LOT) |  |  |  | 0
| 14 | INERT GAS EXTINGUISHING SYSTEM
| 14.1 | Nozzles | 1 | 2 Nos. of each size/type (LOT) |  |  |  | 0
| 14.2 | Automatic & Manual release system | 1 | 1 No. of each size/type (LOT) |  |  |  | 0
| 14.3 | Cylinder valve with safety pressure relief device | 1 | 1 No. of each size/type (LOT) |  |  |  | 0
| 14.4 | Flexible hoses(if applicable) | 1 | 5 Nos. of each size/type (LOT) |  |  |  | 0
| 14.5 | Solenoid coils | 1 | 2 Nos. of each size/type (LOT) |  |  |  | 0
| 15 | Deleted
| 16 | FIRE ALARM PANEL & REPEATER FIRE ALARM PANEL
| 16.1 | Fuses | 1 | 100% of population (LOT) |  |  |  | 0
| 16.2 | Indicating lamps | 1 | 100% of population (LOT) |  |  |  | 0
| 16.3 | Push Button | 1 | 10 Nos. of each type and rating (LOT) |  |  |  | 0
| 16.4 | Power supply modules | 1 | 10% or 1 No. of each type & rating whichever is more (LOT) |  |  |  | 0
| 16.5 | Control modules, loop cards modules, isolator cards | 1 | 10% or 1 No. whichever is more (LOT) |  |  |  | 0
| 16.6 | LCD display of each type unit of panel | 1 | Nos. |  |  |  | 0
| 16.7 | Cartridges for printers | 2 | Nos. |  |  |  | 0
| 16.8 | Interface unit / modules for non- addressable devices, auxiliary / output relay modules, control modules, supervisory control modules and any other electronic modules | 1 | 10% or 1 No. whichever is more (LOT) |  |  |  | 0
| 16.9 | LED’s of each type | 1 | 100% of population (LOT). |  |  |  | 0
| 2016-09-01 | Power supervision relay | 1 | 4 Nos. of each type (LOT) |  |  |  | 0
| 16.1 | Fire screen / alarm buzzer | 1 | 1 No. of each type (LOT) |  |  |  | 0
| 17 | ELECTRICAL
| 17.1 | Electrical Actuator | 1 | 10% or 1 No. of each type, model and rating whichever is more (LOT) |  |  |  | 0
| 18 | CONTROL AND INSTRUMENTATION
| 18.1 | MEASURING INSTRUMENTS
| 2018-01-01 | All types of Local indicators | 1 | 2 Nos. of each make, model and type (LOT) |  |  |  | 0
| 2018-01-02 | Process Actuated Switch Devices : (All types of Pressure, diff. pressure, flow, temperature, level switch devices). | 1 | 2 Nos. of each type and model (LOT) |  |  |  | 0
| 2018-01-03 | All type of Electronic Transmitters and Ultrasonic Transmitters including sensors. | 1 | 10% or 1 No. of each type and model whichever is more (LOT) |  |  |  | 0
| 2018-01-04 | Limit switches for isolation valves | 1 | 2 Nos. of each type (LOT) |  |  |  | 0
| 19 | PROCESS CONNECTION PIPING (For Impulse Piping / Tubing and Air Supply Piping as Applicable)
| 2019-01-01 | Valves | 1 | 1 No. of each type, class, size and model (LOT) |  |  |  | 0
| 2019-01-02 | 2 way, 3 way, 5 way valve manifolds | 1 | 1 No. of each type, class, size and model (LOT) |  |  |  | 0
| 2019-01-03 | Fittings | 1 | 5% or 1 No. of each type, class, size and model whichever is more (LOT) |  |  |  | 0
| 20 | CABLES
| 2020-01-01 | Pre fabricated cable of each type. | 1 | 1 No. of each type, size and model (LOT) |  |  |  | 0
| 20.1.2. | Pre fabricated cable connector | 1 | 1 No. of each type, size and model (LOT) |  |  |  | 0
| 2020-01-03 | Other cables (including core cable, short-term fire proof cable, fiber optic cables, etc.) | 1 | 5% of each type, pair/ core and size of actual installed quantity (LOT) |  |  |  | 0
| 21 | PLC CONTROL SYSTEM
| 2021-01-01 | Power Supply Unit | 1 | 1 No. of each type and model (LOT) |  |  |  | 0
| 2021-01-02 | Electronic modules(I/O modules, communication modules and any other module used in the system) | 1 | 10% or 1 No. of each type and model, whichever is more (LOT) |  |  |  | 0
| 2021-01-03 | Central Processor Unit | 1 | 1 No. of each type and model (LOT) |  |  |  | 0
| 2021-01-04 | Interconnecting Cables | 1 | 10% of each type & size (LOT) |  |  |  | 0
| 2021-01-05 | Cooling Fan in PLC system / cabinet | 2 | Nos. |  |  |  | 0
| 2021-01-06 | Indication lamps of all types | 1 | 100% (LOT) |  |  |  | 0
| 2021-01-07 | Graphical Interface Unit | 1 | No. |  |  |  | 0
| 22 | 24V – DC POWER SUPPLY SYSTEM
| 2022-01-01 | CTs, CVTs, VTs, chokes, AC/DC isolators, contactors, timers, relays | 1 | 5% or 2 Nos. of each type and rating whichever is more (LOT) |  |  |  | 0
| 2022-01-02 | Fuses of each type and rating | 1 | 200% (LOT) |  |  |  | 0
| 2022-01-03 | Fuse free Circuit breakers | 1 | 5% or 5 Nos. of each type and rating whichever is more (LOT) |  |  |  | 0
| 2022-01-04 | Electronic modules of all types | 1 | One No. of each type (LOT) |  |  |  | 0
| 2022-01-05 | Indication lamps | 1 | 100% |  |  |  | 0
| 2022-01-06 | Cooling Fans | 1 | 1 No. of each type (LOT) |  |  |  | 0
| 2022-01-07 | Indicators | 1 | 1 No of each type and rating (LOT) |  |  |  | 0
| 2022-01-08 | Relays of all types including overload relays | 1 | 2 Nos. of each type and rating (LOT) |  |  |  | 0
| 2022-01-09 | Batteries | 1 | 5% or 2 nos. of each type & rating whichever is more (LOT) |  |  |  | 0
| 4.00.00 | VENTIALTION SYSTEM
| 1 | MOTOR for supply air fan/Exhaust Air fan/ Roof Extractor | 1 | 1 no. each type and rating (LOT) |  |  |  | 0
| 2 | Filters |  | 10% of each type and size |  |  |  | 0
ELECTRICAL:
|  |  | QTY |  | UNIT | Currency | Unit Price (CIF Indian Port of Entry) |  | Total Price (CIF Indian Port of Entry) |  | Remarks (Indicate the Details / Break up of LOT)
|  | MANDATORY SPARES for oil filled transformers and SUT: | SUT | AUX TR. (FOR EACH RATING) |  |  | SUT | AUX TR. (FOR EACH RATING) | SUT | AUX TR. (FOR EACH RATING)
| 1 | HV Bushing with metal parts and gaskets (See Note 1) | 3 | 3 | No. |  |  |  | 0 | 0
| 2 | HV Neutral bushing with metal parts and gaskets (if applicable) | 2 | 1 | No. |  |  |  | 0 | 0
| 3 | LV bushing with metal parts and gaskets (See Note 1) | 3 | 3 | No. |  |  |  | 0 | 0
| 4 | LV Neutral bushing with metal parts and gaskets (if applicable) | 0 | 1 | No. |  |  |  | 0 | 0
| 5 | WTI with contacts | 1 | 1 | No. |  |  |  | 0 | 0
| 6 | OTI with contacts | 1 | 1 | No. |  |  |  | 0 | 0
| 7 | Pressure relief device (if applicable) | 1 | 1 | No. |  |  |  | 0 | 0
| 8 | MOG | 1 | 1 | No. |  |  |  | 0 | 0
| 9 | Buchholz relay complete | 1 | 1 | No. |  |  |  | 0 | 0
| 10 | Oil surge relay | 1 | 0 | No. |  |  |  | 0 | 0
| 11 | Set of gaskets (See Note 2) | 1 | 1 | Set |  |  |  | 0 | 0
| 12 | Set of valves | 1 | 1 | 2 No. of each type/size (LOT) |  |  |  | 0 | 0
| 13 | Cooler fan with motor | 2 | 0 | Nos. |  |  |  | 0 | 0
| 14 | Air cell for conservator (If applicable) | 1 | 1 | No. |  |  |  | 0 | 0
| Note 1: | Each mandatory spare OIP bushing shall be provided with suitable "stand ".
| Note 2: | 1 set consists of gaskets required for 1 (one) No. transformer for the following
| (a) | Protection and monitoring devices
| (b) | Cooler circuit
| (c) | Largest inspection cover, if applicable
| (d) | HV/LV turret, if applicable
|  |  | Qty | Unit |  | *Currency | Unit price | Total Price | Remarks (Indicate the Details / Break up of LOT)
[7 empty] | CIF (Indian port of entry | CIF (Indian port of entry
MANDATORY SPARES for LT SWITCHGEAR:
Part A:
| 1 | Complete breaker | 1 | 10% of each type & rating(min 1 No) (LOT) |  |  |  | 0
| 2 | Ammeter | 1 | 2 Nos of each type, size & range (LOT) |  |  |  | 0
| 3 | Voltmeter | 1 | 2 Nos of each type, size & range (LOT) |  |  |  | 0
| 4 | Relays | 1 | 10 % of each type (min 2 Nos) (LOT) |  |  |  | 0
| 5 | Bus bar support insulators | 10 | Nos. |  |  |  | 0
Part B:
| 1 | Spring charging motors | 1 | 3 Nos SET of each type & rating (LOT) |  |  |  | 0
| 2 | Aux. Contact set | 1 | 6 sets of each type & rating (LOT) |  |  |  | 0
| 3 | Limit switches | 1 | 10 Nos of each type (LOT) |  |  |  | 0
| 4 | Arc chutes | 1 | 10% of each type & rating (LOT) |  |  |  | 0
| 5 | Fixed contact set | 1 | 3 sets of each type & rating (LOT) |  |  |  | 0
| 6 | Moving contact set | 1 | 3 Nos sets of each type & rating (LOT) |  |  |  | 0
| 7 | Arcing contact | 1 | 3 Nos sets of each type (LOT) |  |  |  | 0
| 8 | Charging spring | 1 | 2 Nos of each type & rating (LOT) |  |  |  | 0
| 9 | Current transformer | 1 | 3 Nos of each type & ratio (LOT) |  |  |  | 0
| 10 | Closing coil | 1 | 6 Nos of each type & rating (LOT) |  |  |  | 0
| 11 | Trip coil | 1 | 6 Nos of each type & rating (LOT) |  |  |  | 0
| 12 | CT for Bimetal O/L relays | 1 | 3 Nos of each type & rating (LOT) |  |  |  | 0
| 13 | Voltage transformer | 1 | 3 Nos of each type and ratio (LOT) |  |  |  | 0
| 14 | Control supply transformer | 1 | 3 Nos of each type and rating (LOT) |  |  |  | 0
| 15 | (a) Power contactor | 1 | 2 Nos of each type & rating (LOT) |  |  |  | 0
|  | (b) Coil of above contactor | 1 | 2 Nos of each type & rating (LOT) |  |  |  | 0
| 16 | Air break switches/ MCCBs | 1 | 3 Nos of each type & rating (LOT) |  |  |  | 0
| 17 | DP air break switches(DC) | 1 | 3 Nos of each type & rating (LOT) |  |  |  | 0
| 18 | Control & selector switches | 1 | 3 Nos of each type & rating (LOT) |  |  |  | 0
| 19 | Control fuses & neutral links | 1 | Total 50 Nos (Fuses) & 10 Nos (Neutral links), to cover all the ratings (LOT) |  |  |  | 0
| 20 | Indicating lamps | 1 | Total 30 Nos to cover all the types & ratings (LOT) |  |  |  | 0
| 21 | Vertical bus bar dropper support insulators | 25 | Nos. |  |  |  | 0
| 22 | Bus duct flexible connectors (both transformer and switchgear end) | 1 | 1 set for thee phases of each type & size (LOT) |  |  |  | 0
| 23 | (a) Primary disconnect in MCC (Bus bar end)(Male/female contact) | 1 | Total 15 Nos. proportionately divide for all ratings (LOT) |  |  |  | 0
|  | (b) Secondary disconnect in MCC (Cable end) | 1 | Total 15 Nos. proportionately divide for all ratings (LOT) |  |  |  | 0
| 24 | Push buttons | 1 | 10 Nos of each type (LOT) |  |  |  | 0
| 25 | Power fuses | 1 | Total 20% proportionately divide for all ratings (min 3 Nos) (LOT) |  |  |  | 0
| 26 | Thermal Bimetal relays | 1 | Total 5%. proportionately divide for all ratings (min 1 No) (LOT) |  |  |  | 0
| 27 | Current transducers | 1 | 2 Nos of each type & rating (LOT) |  |  |  | 0
| 28 | Voltage transducers | 1 | 2 Nos of each type & rating (LOT) |  |  |  | 0
| 29 | Busbar aluminium flat pieces | 1 | 12 meters of each type & rating (LOT) |  |  |  | 0
| 30 | Busbar angles/formed pieces for breaker | 1 | 2 Nos. of each type (LOT) |  |  |  | 0
| 31 | Terminal blocks | 1 | 12 Nos of each type & rating (LOT) |  |  |  | 0
LIST OF MANDATORY SPARES FOR MV SWITCHGEAR:
MV Switchgear (33kV)
| 1 | Breaker of each rating | 1 | 10% of each type & rating (Min 1 No.) (LOT) |  |  |  | 0
| 2 | Numerical relays | 1 | 10% of each type (Min 2 Nos) (LOT) |  |  |  | 0
| 3 | Aux. Relays/ Lock out relays/ Timers(if applicable) | 1 | 10% of each type (Min 2 Nos) (LOT) |  |  |  | 0
| 4 | Bus bar support insulators | 12 | Nos. |  |  |  | 0
| 5 | Energy meter of each type & range | 1 | 1 Nos. of each type (LOT) |  |  |  | 0
| 6 | Spring charging motor complete | 1 | 2 Nos. of each type (LOT) |  |  |  | 0
| 7 | Current transformer of each type & ratio | 1 | 3 Nos. of each type (LOT) |  |  |  | 0
| 8 | Potential transformer of each type & ratio | 1 | 3 Nos. of each type (LOT) |  |  |  | 0
| 9 | Shunt trip coil | 1 | 5 Nos. of each type & rating (LOT) |  |  |  | 0
| 10 | Closing coils | 1 | 5 Nos. of each type & rating (LOT) |  |  |  | 0
| 11 | Moving contact assembly of each rating (One set means complete replacement for one breaker) | 2 | sets |  |  |  | 0
| 12 | Stationary (fixed) contact of each rating (One set means complete replacement for one breaker) | 2 | sets |  |  |  | 0
| 13 | Bus seal off bushings | 1 | 3 nos. of each type & size (LOT) |  |  |  | 0
| 14 | Limit switches | 1 | 10 Nos. of each type (LOT) |  |  |  | 0
| 15 | Control switches | 1 | 2 Nos. of each type (LOT) |  |  |  | 0
| 16 | Selector switches | 1 | 2 Nos. of each type (LOT) |  |  |  | 0
| 17 | Isolation switch for the control supply | 2 | Nos. |  |  |  | 0
| 18 | Circuit breaker auxiliary contact assembly | 1 | 6 Nos. of each type & rating (LOT) |  |  |  | 0
| 19 | Indicating lamps with holders | 20 | sets |  |  |  | 0
| 20 | (a) Fuse base and holder | 12 | Nos. |  |  |  | 0
|  | (b) Fuse link | 12 | Nos. |  |  |  | 0
| 21 | Isolating contact ( fixed & moving)( one set means male & female contacts of one complete breaker) | 1 | 4 sets of each rating (LOT) |  |  |  | 0
| 22 | Terminal blocks | 6 | Nos. |  |  |  | 0
| 23 | Multiple pin plug contact assy. with cables (male & female) | 6 | Nos. |  |  |  | 0
| 24 | Inter-phase barrier | 1 | 2 Nos. of each type (LOT) |  |  |  | 0
| 25 | Vacuum Contactors with HRC fuses (if applicable) | 1 | 2 Sets (One set= Three fuses) (LOT) |  |  |  | 0
| 26 | Surge arresters (if applicable) | 1 | 3 Nos. of each rating (LOT) |  |  |  | 0
LIST OF MANDATORY SPARES FOR GENERATOR & AUXILLIARIES:
| A | Generator & Auxiliaries
| 1 | Complete Generator bearings | 1 | 20% of total population of all engines (LOT) |  |  |  | 0
| 2 | Exciter bearings (if applicable) | 1 | 20% of total population of all engines (LOT) |  |  |  | 0
| 3 | Brush- holder assembly with housing for exciter for rotor winding E/F sensing (if applicable) | 1 | 20% of total population of all engines (LOT) |  |  |  | 0
| 4 | Brush Gear assembly complete with brushes for slip ring (if applicable) | 1 | 20% of total population of all engines (LOT) |  |  |  | 0
| 5 | Gaskets of all types for Generator | 1 | 20% of total population of all engines (LOT) |  |  |  | 0
| 6 | Brush- holder assembly for shaft earthing (if applicable) | 1 | 20% of total population of all engines (LOT) |  |  |  | 0
| 7 | Complete Generator phase and neutral bushings with terminal connectors for one machine | 1 | 20% of total population of all engines (LOT) |  |  |  | 0
| B | Excitation system
| a | Relays | 1 | 4 Nos. of each type (LOT) |  |  |  | 0
| b | Electronic modules | 1 | 2 Nos. of each type (LOT) |  |  |  | 0
| c | Rectifier element with heat sinks, RC network and fuses | 1 | 2x100% of one bridge (LOT) |  |  |  | 0
| d | AC/DC field breaker | 2 | Nos |  |  |  | 0
| e | Over voltage suppressor | 2 | Sets |  |  |  | 0
| f | Control transformers of each type/rating | 2 | Sets |  |  |  | 0
| g | Excitation Transformer | 2 | Nos |  |  |  | 0
| h | Field flashing breaker | 2 | Nos |  |  |  | 0
| i | Over voltage suppressor | 2 | Set |  |  |  | 0
| j | Initial excitation diode | 4 | Set |  |  |  | 0
| k | Compatible HMI / Laptops for excitation system | 1 | 2 no. of each type (LOT) |  |  |  | 0
| l | Software & Programmes / programmed EPROMs with necessary hardware/software keys for multiple use. | 1 | 2 set of each type for one unit (LOT) |  |  |  | 0
| m | Network switches / ethernet switches with connectors, cables and all accessories complete for one unit. | 1 | 2 no. of each type (LOT) |  |  |  | 0
| C | VFD drive | 1 | 02 no of each type & rating (LOT) |  |  |  | 0
| D | Motors | 1 | 2 no of each type and rating (LOT) |  |  |  | 0
LIST OF MANDATORY SPARES FOR GENERATOR & AUXILLIARIES:
| I | MV Busduct
| 1 | 11 kV Busduct
| i | Support insulators | 25 | Nos. |  |  |  | 0
| ii | Three phase set of flexible terminal connectors for switchgear end of each type & rating | 1 | Set |  |  |  | 0
| iii | Three phase set of flexible terminal connector for transformer end of each type & rating | 1 | Set |  |  |  | 0
| iv | Three phase set of flexible terminal connector for Generator end of each type & rating | 1 | Set |  |  |  | 0
| v | Three phase set of flexible terminal connector for PTSP and NG Cubicle end of each type & rating | 1 | Set |  |  |  | 0
| vi | Seal off bushings of each type & rating | 3 | Nos. |  |  |  | 0
| 2 | NG Transformer for Generator | 1 | No. |  |  |  | 0
| 3 | Current trans formers
| a | Generator CTs of each type & rating | 3 | Nos. |  |  |  | 0
| 4 | VT & SP Cubicles
| a | Lightning arrestor | 3 | Nos. |  |  |  | 0
| b | VT for Generator each type and rating | 3 | Nos. |  |  |  | 0
| c | Surge capacitor | 3 | Nos. |  |  |  | 0
| NOTE: | ONE SET MEANS COMPLETE REQUIREMENT OF ONE PHASE, WHEREVER NOT SPECIFIED
LIST OF MANDATORY SPARES FOR DG SET:
| 1 | Ammeter 96x96mm, (0-200 amp) Accuracy class:1.0 | 1 | No. |  |  |  | 0
| 2 | A.C. Voltmeter 96x96 mm, (0-15 kV) Accuracy class:1.0 | 1 | No. |  |  |  | 0
| 3 | Coil assembly 24 Volts | 2 | Set |  |  |  | 0
| 4 | Solenoid coil for fuel oil system | 2 | No. |  |  |  | 0
| 5 | Complete rotating rectifier assembly for alternator | 1 | Set |  |  |  | 0
| 6 | Voltage regulator complete | 1 | Set |  |  |  | 0
| 7 | Switches | 1 | 1 No. of each type & rating (LOT) |  |  |  | 0
| 8 | Power contactors | 1 | 2 No. of each type & rating (LOT) |  |  |  | 0
| 9 | Auxiliary contactors | 1 | 1 No. of each type & rating (LOT) |  |  |  | 0
| 10 | DC starter assembly with clutch engaging and disengaging arrangements complete with motor | 1 | No. |  |  |  | 0
| 11 | Coil for contactor(for both power and Auxiliary contactors) | 1 | 2 No. of each type & rating (LOT) |  |  |  | 0
| 12 | Timer | 1 | 1 No. of each type & rating (LOT) |  |  |  | 0
| 13 | Auxiliary relays | 1 | 1 No. of each type & rating (LOT) |  |  |  | 0
| 14 | Current transformers | 1 | 1 No. of each type (LOT) |  |  |  | 0
| 15 | Voltage transformers | 1 | 1 No. of each type (LOT) |  |  |  | 0
| 16 | Battery charging rectifier diodes | 4 | Nos. |  |  |  | 0
| 17 | Fuses | 1 | 6 No. of each type & rating (LOT) |  |  |  | 0
| 18 | Start/Stop push buttons | 1 | 2 No. of each type & rating (LOT) |  |  |  | 0
| 19 | Indication lamps | 1 | 20% (LOT) |  |  |  | 0
| 20 | Indication lamp holders | 1 | 10% (LOT) |  |  |  | 0
| 21 | On/Off isolator | 1 | No. |  |  |  | 0
MANDATORY SPARES LIST FOR CONTROL AND INSTRUMENTATIONS
CONTROL SYSTEM:
| 1 | HMI Devices
| A) | Work station
|  | (i) OWS with licensed software | 1 | 1 no. of each type and model (LOT) |  |  |  | 0
|  | (ii) Server/Programming Station with License Software | 1 | 1 no. of each type and model (LOT) |  |  |  | 0
|  | (iii) Keyboard | 1 | 2 no. of each type and model (LOT) |  |  |  | 0
|  | (iv) Mouse | 1 | 4 no. of each type and model (LOT) |  |  |  | 0
| B) | Network Components
|  | (i)Switch/repeaters/hubs/firewalls for PLC/ DDCMIS including Station LAN etc. | 1 | 2 nos. of each type and model (LOT) |  |  |  | 0
|  | (ii) Any other device/equipment not covered under above items but required to make system complete. | 1 | 2 nos. of each type and model (LOT) |  |  |  | 0
| 2 | Cables and Connectors.
|  | (i) Prefab interconnecting cables with connectors | 1 | 2 no. of each type and length (LOT) |  |  |  | 0
|  | (ii) System bus cable with connectors | 1 | 2 no. of each type and length (LOT) |  |  |  | 0
|  | (iii) I/O bus cable with connectors for remote I/O units | 1 | 2 no. of each type and length (LOT) |  |  |  | 0
|  | (iv) Loose Connectors | 1 | 5 nos. (sets) of each type (LOT) |  |  |  | 0
| 3 | Power Supply Modules & Power Packs for control system | 1 | 20% or 2 nos. of each type model and rating, whichever is more (LOT) |  |  |  | 0
| 4 | Electronic modules of each type and model for control system, Data communication system, Master and Slave Clock etc. (This shall include all type of cards like I/O cards, Remote I/O cards, communication/Interface cards, controller cards, CPU module or Card, logic cards, etc.) | 1 | 20% or 2 nos. of each type model and rating, whichever is more (LOT) |  |  |  | 0
| 5 | Bus coupler/Interface hardware / other communication devices. | 1 | 20% of each type and model or minimum 2 nos. whichever is more (LOT) |  |  |  | 0
| 6 | Relays | 1 | 10% of each type and model or minimum 2 nos. whichever is more (LOT) |  |  |  | 0
|  | Isolators | 1 | 10% of each type and model or minimum 2 nos. whichever is more (LOT) |  |  |  | 0
| 7 | Batteries used for battery backup of RAMs(If applicable) | 1 | 10% of each type and model or minimum 2 nos. whichever is more (LOT) |  |  |  | 0
| 8 | Fuses | 1 | 200 % of each type and rating (LOT) |  |  |  | 0
| 9 | Cooling fans for Power supply and cabinets. | 1 | 10 % of each type and model (LOT) |  |  |  | 0
| 10 | Intelligent mini UPS for workstation server, PCs, LVS, L3 switch.(if applicable) | 1 | 1 no. of each size and rating (LOT) |  |  |  | 0
MEASURING INSTRUMENTS:
| 1 AAQMS (SO2, NOx, CO, Mercury, Ozone, Dust monitoring) | AAQMS (SO2, NOx, CO, Mercury, Ozone, Dust monitoring)
| (i) | Analyzer for SO2, NOx, CO, Dust monitoring | 1 | 1 no. complete instrument of each type and model (LOT) |  |  |  | 0
| (ii) | Electronic Card Assemblies/PCBs, power supply modules | 1 | 10% of each type and model (LOT) |  |  |  | 0
| (iii) | Set of Gaskets/"O" rings/ seals | 1 | 200% of each type, model, rating and size (LOT) |  |  |  | 0
| (iv) | Heater Assembly. | 1 | 20% of each type and model (LOT) |  |  |  | 0
| (v) | Temp. Sensor | 1 | 20% of each type and model (LOT) |  |  |  | 0
| (vi) | Solenoids | 1 | 2 nos. of each type, model and rating (LOT) |  |  |  | 0
| (vii) | Filters, light source, etc. | 1 | 100% of each type, model and rating (LOT) |  |  |  | 0
| (viii) | Calibration gases, calibration cell and other consumables for calibration: - of all types and ranges. | 1 | One year supply (LOT) |  |  |  | 0
| (ix) | Pump repair kit (If applicable) | 1 | Set |  |  |  | 0
| 2. (I) CEMS (SOx, NOx, CO, CO2, PM, NMHC):- | (I) CEMS (SOx, NOx, CO, CO2, PM, NMHC):-
| (a) | Analyzer for SOx, NOx, CO2, CO. | 1 | 1 no complete instrument of each type and model (LOT) |  |  |  | 0
| (b) | Flue gas flow measurement | 1 | 1 no. complete instrument alongwith sender/receiver unit (LOT) |  |  |  | 0
| (c) | Stack Opacity measurement | 1 | 1 no. complete instrument alongwith sender/receiver unit (LOT) |  |  |  | 0
| (d) | Electronic card assembly/ PCBs, moisture/condensate monitor, power supply modules | 1 | 10% of each type, model and rating (LOT) |  |  |  | 0
| (e) | Set of gaskets/O-rings/ seals | 1 | 200% of each type, model, rating and size (LOT) |  |  |  | 0
| (f) | Temp. Sensor | 1 | 20% of each type and model (LOT) |  |  |  | 0
| (g) | Heater assembly, Cooler assembly | 1 | 20% of each type and model (LOT) |  |  |  | 0
| (h) | Complete Probe with shield assembly (Not applicable for Insitu- path) | 1 | 1 no. of each type and model (LOT) |  |  |  | 0
| (i) | Solenoids | 1 | 2 nos. of each type, model and rating (LOT) |  |  |  | 0
| (j) | Filters, light source, sensor, detector, etc. | 1 | 200% of each type, model and rating (LOT) |  |  |  | 0
| (k) | Calibration gases, Calibration cell and other consumables for calibration: - all types and ranges. | 1 | One year supply (LOT) |  |  |  | 0
| (l) | Heavy duty blower assembly | 1 | 1 no. of each type, size and rating (LOT) |  |  |  | 0
| (m) | Rotameter/Air flow meter | 1 | 2 nos. of each type, model and rating (LOT) |  |  |  | 0
| 3 | Measuring Instruments
| a) | Transmitters
| (i) | Transmitters of all type, range and model no. (For the measurement of Pressure, differential pressure flow, level, temperature etc.) | 1 | 10%. of each type and model (LOT) |  |  |  | 0
| (ii) | Interface modules at field(between field transmitter & DDCMIS)like Zener barrier, power supply isolator, isolater(as applicable)etc. | 1 | 10% of each type (LOT) |  |  |  | 0
| b) | Temperature elements
| (i) | RTD's | 1 | 10% of each type and length (LOT) |  |  |  | 0
| (ii) | Thermocouples | 1 | 10% of each type and length (LOT) |  |  |  | 0
| 3.00.00 | POWER SUPPLY SYSTEM:
Uninterrupted Power supply (UPS) System including Static Switches for Sub Distribution
| (i) | Silicon controlled thyristors, diodes and power transistors. | 1 | 100% (LOT) |  |  |  | 0
| (ii) | Capacitors | 1 | Set |  |  |  | 0
| (iii) | CT's, CVT's VT's chokes, AC/DC isolators, contactors, timers, relays. | 1 | 10% of each type and rating (LOT) |  |  |  | 0
| (iv) | Fuses of each types and rating | 1 | 200%(LOT) |  |  |  | 0
| (v) | Fuse free Circuit breakers | 1 | 5% of each type and rating (LOT) |  |  |  | 0
| (vi) | Electronic modules | 1 | 10% of each type (LOT) |  |  |  | 0
| (vii) | Indication lamps | 1 | 100% of each type (LOT) |  |  |  | 0
| (viii) | Lamp holders with series resistor, if any | 1 | 10% of each type (LOT) |  |  |  | 0
| (ix) | Cooling Fans | 1 | 2 nos. of each type (LOT) |  |  |  | 0
| (x) | Digital/analog panel meters/ indicators | 1 | 1 no. of each type (LOT) |  |  |  | 0
| (xi) | Relays of all types including overload relays. | 1 | 10%)LOT) |  |  |  | 0
| (xii) | Static Switch | 1 | 10% or minimum 1 no ( whichever is higher) of each type and rating (LOT) |  |  |  | 0
| 4.00.00 | INSTRUMENTATION CABLE, INTERNAL WIRING:
| (i) | Pre fabricated cable of each type (other than DDCMIS application) (if applicable) | 1 | 10% of installed quantity (LOT) |  |  |  | 0
| (ii) | Pre fabricated cable connector (other than DDCMIS application) (if applicable) | 1 | 10% of each type and model (LOT) |  |  |  | 0
| (iii) | Other cables (Instrumentation and Control cable) | 1 | 5% or 500 mtrs whichever is more for each type, pair and size of actual supplied quantity (LOT) |  |  |  | 0
| 5.00.00 | CCTV:
| (i) | Camera | 1 | 10% of each type or 2 nos. which ever is more (LOT) |  |  |  | 0
| (ii) | Full function keyboard & Joystick | 1 | No. |  |  |  | 0
| (iii) | Client Work Stations with monitor | 1 | No. |  |  |  | 0
| (iv) | Network Switches | 1 | 10% of each type ,make ,model etc. (LOT) |  |  |  | 0
| (v) | Camera/Database Server | 1 | No. |  |  |  | 0
| (vi) | Mechanism motors | 1 | 10% (LOT) |  |  |  | 0
| (vii) | Media Converters | 1 | 10% (LOT) |  |  |  | 0
| (viii) | Camera mounting arrangement. | 1 | 10% of each type or 2 nos. whichever is more (LOT) |  |  |  | 0
| 6.00.00 | PROCESS CONNECTION PIPING (FOR IMPULSE PIPING/TUBING, SAMPLING PIPING/TUBING AND AIR SUPPLY PIPING AS APPLICABLE):
| (i) | Valves of all types | 1 | 10% (LOT) |  |  |  | 0
| (ii) | 2 way, 3 way, 5 way valve manifolds | 1 | 10% of each type, class, size and model (LOT) |  |  |  | 0
| (iii) | Fittings | 1 | 10% (LOT) |  |  |  | 0
| (iv) | Purge meters | 1 | 5% of each model (LOT) |  |  |  | 0
| (v) | Filter regulators | 1 | 20% of each model (LOT) |  |  |  | 0
| 7.00.00 | ELECTRIC ACTUATORS: | [5 empty] | 0
| (i) | Actuator | 1 | 1 no. of each type & rating (LOT) |  |  |  | 0
| (ii) | Electronic PCB of all types | 1 | 10% of each type & model (LOT) |  |  |  | 0
| (iii) | Absolute Encoder (replaceable part) | 1 | 5% of each type & model (LOT) |  |  |  | 0
| (iv) | Electronic Torque sensor | 1 | 5% of each type & model (LOT) |  |  |  | 0
| 8.00.00 | CONTROL VALVES, ACTUATORS AND ACCESSORIES:
| (i) | Pneumatic Control Valve actuator assembly | 1 | 10% or 1 Nos. of each type, model and rating, whichever is more (LOT) |  |  |  | 0
| (ii) | Diaphragms, O' rings, seals etc. | 1 | 100% of all types, make etc. (LOT) |  |  |  | 0
| (iii) | Pressure Gauges of all types, make, rating etc.(if applicable) | 1 | 10% or 2 nos. of each type whichever is more (LOT) |  |  |  | 0
| (iv) | Solenoid valves (if applicable) | 1 | 10% or 2 nos. of each type whichever is more (LOT) |  |  |  | 0
| (v) | Control valve positioners/smart positioners and its accessories | 1 | 10% or 2 nos. of each type, model and rating, whichever is more (LOT) |  |  |  | 0
| (vi) | E/P converters(if applicable) | 1 | 10% or 2 nos. of each type, model and rating, whichever is more (LOT) |  |  |  | 0
| 9.00.00 | PUBLIC ADDRESS SYSTEM
| (A) | Call Stations & Amplifiers
| (i) | Call station for outdoor area with amplifier | 1 | 10 % of each type, make, model etc. (LOT) |  |  |  | 0
| (ii) | Call station for indoor area desktop mounting type with amplifier | 1 | 10 % of each type, make, model etc. (LOT) |  |  |  | 0
| (iii) | Master Control Unit (MCU) | 1 | 10 % of each type, make, model etc. (LOT) |  |  |  | 0
| (iv) | Portable Call station with minimum 2 mtrs connecting cable. | 1 | 10 % of each type, make, model etc. (LOT) |  |  |  | 0
| (v) | Standalone amplifier | 1 | 10 % of each type, make, model etc. (LOT) |  |  |  | 0
| (B) | Loudspeakers
| (i) | Outdoor Industrial horn type loudspeaker | 1 | 10 % of each type, make, model etc. (LOT) |  |  |  | 0
| (ii) | Indoor wall mounted cone type loudspeaker | 1 | 10 % of each type, make, model etc. (LOT) |  |  |  | 0
Note:
| 1 | In case the main population of any item is only one no., then the spare quantity shall also be one no., overriding requirements indicated in above list of Annexure I C.
| 2 | Wherever the quantity is given only in percentage, the spare quantity shall be distributed into various ranges/size/rating/type (as the case may be) in the same proportion of the main population. For the quantities coming less than 1 (one), shall be treated as 1 (one) only.
| II | MANDATORY SPARES FOR ROOFTOP SOLAR PV
| 1 | Solar PV module | 1 | 1% of total population (LOT) |  |  |  | 0
| 2 | Inverter - | 1 | 1 (One) No. of string inverter of highest size of supplied capacity (LOT) |  |  |  | 0
| 3 | Flexible Solar DC cable | 500 | Metre |  |  |  | 0
| 4 | DC Side Surge Arrestor (if applicable) | 1 | no. |  |  |  | 0
Wherever quantity has been specified as percentage (%) and the quantity of mandatory spares works out to be a fraction, the same shall be rounded off to next higher whole number.

## Schedule 3
ANDAMAN & NICOBAR GAS POWER PROJECT (50 MW)
PRICE BID NO. NVVN/C&M/RE-123/2021-22
BIDDER's NAME AND ADDRESS :
SCHEDULE OF RATES AND PRICES
SCHEDULE- 3 : Local Transportation including Inland Transit Insurance and other local costs incidental to delivery of plant & equipment including mandatory spares
Note: Bidder to fill Total Price in Column 5
Item | Description | Qty | Unit | Total Price (Indian Rupees)
1 | 2 | 3 | 4 | 5
1 | FOR TOTAL PLANT AND EQUIPMENT | 1 | lot
2 | FOR TOTAL MANDATORY SPARES (Refer Technical Specification) | 1 | lot
| TOTAL (1 + 2) (To be filled up in SUMMARY SHEET ) |  |  | 0
Note: | Bidder is required to indicate the Total of Schedule-3 in Summary sheet.

## Schedule 4
ANDAMAN & NICOBAR GAS POWER PROJECT (50 MW)
PRICE BID NO. NVVN/C&M/RE-123/2021-22
BIDDER's NAME AND ADDRESS :
Schedule No. 4 : Installation Services [Erection, Civil, Steel Structural works, Factory Fabricated Steel Structural Works (Erection) & allied works] including insurance (other than transit insurance and other services as specified in the Bidding Documents)
Item | Description | Currency | Total Price in Indian Rupees
(I) | MAIN EQUIPMENT INCLUDING FACTORY FABRICATED STEEL STRUCTURES FOR ANDAMAN & NICOBAR GAS POWER PROJECT (50 MW) AS PER TECHNICAL SPECIFICATION, PART-A, SECTION-VI | INR
(II) | MAIN EQUIPMENT FOR ROOFTOP SOLAR PV AS PER VOLUME-III, PART-A, SECTION-VI | INR
(III) | Training Charges (Refer, Part-A, Technical Specification, Section-VI) | INR
(IV) | SUPERVISION CHARGES (Refer, Part-A, Technical Specification, Section-VI) | INR
(V) | Safety Compliance (Refer Clause 10.4 of ITB, Section II) | INR
| TOTAL (I) + (II) + (III) + (IV) + (V) (TO BE FILLED IN SCHEDULE 4 IN SUMMARY SHEET) | INR | 0
NOTE:
1. Bidder shall fill the amount in Cyan Coloured Cell
2. Bidder is required to indicate the Total of Schedule-4 in Summary sheet
3. In case the description/ quantity for any item mentioned in schedule is at variance from what has been stated in Technical Specification and its subsequent amendments and clarifications, the latter shall prevail.

## Schedule 5
ANDAMAN & NICOBAR GAS POWER PROJECT (50 MW)BIDDING DOCUMENT NO. NVVN/C&M/RE-123/2021-22
NOT APPLICABLE
PRICE BID NO.
Schedule No.5: Grand Summary
REFER ITEM DATA

## Schedule 6
ANDAMAN & NICOBAR GAS POWER PROJECT (50 MW)
PRICE BID NO. NVVN/C&M/RE-123/2021-22
Bidder's Name and Address :
Schedule No. 6 : Recommended Spare Parts
Item | Description | Quantity | Currency | Unit Price |  | Total Price |  | *Local transportation charges (including inland insurance, port clearance & port charges | Total Price (as delivered at Project)
|  |  |  | *CIF (For Spares supplied from abroad by Foreign Bidder)) | *Ex-Works (for domestically manufactured spares) (INR) | *CIF ( Indian port of entry) | *Ex-Works (India) |  | FOR ( for spares supplied from abroad) | FOR ( for domestically manufactured spares)
We also confirm that the items of Recommended Spares with same specification having same identification number but with different item code have been quoted by us at the same price. Further all such items of spares have been clubbed together and enclosed separately at Annexure... . to our ofter.
*Bidders shall state the currency and fill in the amount in figures and words.
Note: 1. Domestically manufactured spares shall be quoted on Ex-works (India) basis and the spares to be supplied from abroad shall be quoted on CIF/(Indian port of entry) basis. 2. Continuation sheets of like size and format may be used as per Bidder's requirements and annexed to this Schedule.

## Schedule 7
ANDAMAN & NICOBAR GAS POWER PROJECT (50 MW)
PRICE BID NO. NVVN/C&M/RE-123/2021-22
BIDDER's NAME AND ADDRESS :
Schedule No. 7 : Taxes and Duties
The details of Goods and Services Tax (as on seven (07) days prior to the last date for submission of bid) applicable on the price of goods and services quoted in Schedule-2, 3 & 4, not included in the Bid Price and which shall be payable by the Employer in accordance with the provisions of Bidding Documents are as under
Bid Price Component |  | Rate of GST (%) | Amount on which GST applicable (in INR) | Total GST payable (in INR)
Ex-Works-Main Equipment & Roof Top (Schedule-2) |  |  |  | 0
Ex-Works-Mandatory Spares (Schedule-2) |  |  |  | 0
Type Test Charges (Schedule 2) |  |  |  | 0
F&I-Main Equipment & Rof Top (Schedule-3) |  |  |  | 0
F&I-Mandatory Spares (Schedule-3) |  |  |  | 0
Erection Services (Schedule-4) |  |  |  | 0
Training Charges (Schedule 4) |  |  |  | 0
Supervision Charges (Schedule 4) |  |  |  | 0
Safety Compliance (Schedule 4) |  |  |  | 0
Any other Price Component (not covered above) |  |  |  | 0
TOTAL (GST) |  |  |  | 0
Note: | In case rate of GST is different for various items, such different rates of GST along with the amount on which such GST is applicable shall be suitably indicated by the bidders in this schedule.”

## Schedule 8A
ANDAMAN & NICOBAR GAS POWER PROJECT (50 MW)
PRICE BID NO. NVVN/C&M/RE-123/2021-22
BIDDER's NAME AND ADDRESS : | [6 empty] | Bidder's Name and Address :
Schedule No. 8A : Break up of Type Test Charges priced in Schedule-1.
We Confirm that the charges for all the type tests stipulated in the bidding documents are included in our bid price. Further, the break-up of various type test charges are given below which, at your option, can be used for adjustment in contract price in case any of the type tests is not to be carried out.
Sl. No. | Description of equipment | Description of Type Test | Currency | *Charges for one Type /Rating | Number of Type/Rating | Total Type Test Charges* | Remarks Test charges
1 | 2 | 3 |  | 4 | 5 | 6 | 7
1 | Transformer
(a)Lightning impulse(Full & Chopped Wave) test on windings (as per IEC 60076-3)
(b)Lightning impulse test on Neutral
(c)Short circuit test (special test) as per IEC 60076-5.
(d)Temperature Rise test at a tap corresponding to maximum losses
(e) Temperature Rise test at a tap corresponding to maximum losses
(f) Measurement of harmonics of no load current
(g) Measurement of acoustic noise level as per NEMA TR-1
Grand Total Break-Up of Type Test Charges to Schedule-1
Note :
1 | *The currency of charges for Type Tests shall be the same as the currency in which the corresponding equipment is being offered in Schedule-1.
2 | In case of additional type/rating for any particular item are found during engineering, the type tests for the same shall be carried out without any additional cost to the Employer. Further, in case of waiver of any type tests on such additional type/rating. the unit rate for same as stated in this schedule for that particular item shall be applicable for working out the rebate.

## Schedule 8B
PRICE BID NO. NVVN/C&M/RE-123/2021-22
BIDDER's NAME AND ADDRESS : | [6 empty] | Bidder's Name and Address :
Schedule No. 8B : Break up of Type Test Charges priced in Schedule-2.
We Confirm that the charges for all the type tests stipulated in the bidding documents are included in our bid price. Further, the break-up of various type test charges are given below which, at your option, can be used for adjustment in contract price in case any of the type tests is not to be carried out.
Sl. No. | Description of equipment | Description of Type Test | Currency | *Charges for one Type /Rating | Number of Type/Rating | Total Type Test Charges* | Remarks Test charges
1 | 2 | 3 |  | 4 | 5 | 6 | 7
1 | Transformer
(a)Lightning impulse(Full & Chopped Wave) test on windings (as per IEC 60076-3)
(b)Lightning impulse test on Neutral
(c)Short circuit test (special test) as per IEC 60076-5.
(d)Temperature Rise test at a tap corresponding to maximum losses
(e) Temperature Rise test at a tap corresponding to maximum losses
(f) Measurement of harmonics of no load current
(g) Measurement of acoustic noise level as per NEMA TR-1
Grand Total Break-Up of Type Test Charges to Schedule-2
Note :
1 | *The currency of charges for Type Tests shall be the same as the currency in which the corresponding equipment is being offered in Schedule-2.
2 | In case of additional type/rating for any particular item are found during engineering, the type tests for the same shall be carried out without any additional cost to the Employer. Further, in case of waiver of any type tests on such additional type/rating. the unit rate for same as stated in this schedule for that particular item shall be applicable for working out the rebate.

## Schedule 9
ANDAMAN & NICOBAR GAS POWER PROJECT (50 MW)
PRICE BID NO. NVVN/C&M/RE-123/2021-22
BIDDER's NAME AND ADDRESS :
Schedule No. 9 : Schedule of Unit Rates
Unit Rates of various items are given as under. We confirm that the prices of these items as per the requirement of Technical Specifications are already included in the lump-sum prices quoted in Schedule-1/Schedule-2. We further confirm that these unit rates shall be used for contract price adjustment in case of any changes in quantities/components of the package.
Note: This Schedule shall compulsarily be filled in by the bidder, failing which their bid is liable to be rejected.
S. No. | Description of Equipment | Qty | Currency | Unit Price
Note : | This Schedule shall compulsarily be filled in by the bidder, failing which their bid is liable to be rejected.